## Contents
Table of Contents
NRDC/Ecotope Heat Pump Water Heater Performance Data
50 U.S. States
Sheet | Name | Description
1 | Contents
2 | Background | Background on NRDC-Ecotope HPWH Study
3 | Methodology and Assumptions | Assumptions and Methodology of NRDC-Ecotope HPWH Study
4 | US Data Analysis | Analysis of U.S. simulation results
5 | US Data by Location | U.S. data, by HPWH installation location in the building
6 | US Data by Location and Household Size | U.S. data, detailed by location and nb of persons in the household
7 | Hot Water Draw Schedule | Draw Schedule Data by Minute
Other Links
Contact: | pdelforge@nrdc.org
Webpage: | https://www.nrdc.org/experts/pierre-delforge/very-cool-heat-pump-water-heaters-save-energy-and-money

## Background
Background
The following HPWH performance data come from an NRDC-commissioned analysis conducted by Ecotope in June 2016. Ecotope conducted a set of simulations to estimate the energy use of Heat Pump Water Heaters (HPWH) across the United States. To properly simulate a HPWH, a number of data inputs are required: temperature profiles for both the ambient air around the tank and the air entering the evaporator if different, inlet water temperature profiles, as well as draw patterns. HPWHsim[1], the open source HPWH simulation engine developed by Ecotope, takes these as inputs and does not modify them. To create these inputs for varying locations around the country, SEEM[2], a whole house energy simulation, was used. Outputs from the simulation are: Energy Added (kWh), Energy Used (kWh), Electrical Input Energy (kWh), Energy Used for Resistance Heating (kWh), and Annual COP. Energy Added is the total amount of thermal energy added to the tank and Energy Used is the amount of thermal energy delivered by way of hot water. Electrical Input Energy is the amount of electricity used by the HPWH to heat its water, and Energy Used for Resistance Heating is the amount of energy used for heating water with resistance elements. The simulation focused on two HPWH products and two tank sizes each, for which extensive lab and field performance data was available: The GE GeoSpring (2014) 50 and 80 gallons, and the Sanden SanCO2 39.6 and 83.2 gallons. The GE models are hybrid heat pump/resistive designs, and use conventional refrigerant for the heat pump. The Sanden models are pure heat pump designs and use CO2 as a refrigerant. The GE models meet NEEA's Advanced Water Heating Spec (Reference 3) Tier 3. The Sanden models had not been certified yet. For conventional heaters (resistance-only), Electrical Input Energy and Energy Used for Resistance Heating is the same, while pure heat pumps (compressor-only systems) such as the Sanden will have 0 Energy Used for Resistance Heating. Annual COP is the Energy Used divided by the Electrical Input Energy. The GE GeoSpring models tested had a energy factor of 3.25. The highest efficiency hybrid models available in the United States as of Nov. 22, 2016 have an energy factor of 3.5. While the COP of hybrid models does not necessarily scale with the energy factor, it is reasonable to assume that the COP of the latest hybrid would be higher than found in this study.
The 80-gallon electric resistance tank does not meet DOE's minimum efficiency standards which require an energy factor of 2.0 for tank with a 55 gallon capacity or larger. It is shown here for reference only.
[1] For more on HPWHsim see: https://github.com/EcotopeResearch/HPWHsim
[2] For more on SEEM see: http://rtf.nwcouncil.org/measures/support/SEEM/Default.asp
[3] Advanced Water Heating Spec, http://neea.org/advancedwaterheaterspec

## Methodology and Assumptions
Methodology, Assumptions, and Further Research Opportunities
Aggregation by state
The whole house energy simulation model SEEM uses Typical Meteorological Year (TMY) weather files to simulate a year of weather conditions. TMY files are available at a number of locations in each state, corresponding to weather stations. In order to create an estimate for state level performance, simulations were run for each TMY site in each state and then aggregated by state. To perform the aggregation, the relative contribution to a state's result from each TMY site was weighted by the fraction of the state's population that was contained by the county where the TMY site was located.
Building Location
HPWHs were simulated in a variety of locations within a house: in the garage, the basement, in a closet vented to outdoors, and as a split system. SEEM tracks indoor temperatures by modeling HVAC equipment but it is a single zone model and as such does not directly model garages or basements. To generate the ambient air temperatures for these spaces, a model was fit based on empirical data. For split systems and for the vented closet, the evaporator is exposed to outside conditions so the outdoor temperature from the weather file is used as the evaporator temperature while the tank ambient temperature for the split system is the indoor temperature and that of the vented closet is the simulated garage temperature.
Inlet Water Temperatures
Inlet water temperatures are generated from the outdoor air temperature. An explanation of the methodology used to develop the relation between inlet water temperature and TMY data is given in section 4.1 of reference 1. Several options were developed, including City Surface, City Mixed, City ground, and Well. Since data on the water source for each TMY site is not available, the most moderate profile, City Mixed, was used for all sites. Due to our limited information this is the most appropriate choice, however since results are averaged over an entire state we expect it to be relatively accurate as well.
Draw Profiles
Draw Profiles are a very important factor in the efficiency of HPWHs. Obviously, using more hot water means using more energy, but due to the non-linear response of hybrid HPWHs to tank temperature, the specific timing and size of individual draw events is important as well. Ecotope created a set of weekly draw profiles (see Appendix E of reference 1) that provide distinct clusters of draws each day for seven days. These are then repeated for the entire year. Draw patterns are specific to the number of occupants in a house, so there are simulated draw patterns for 1, 2, 3, 4, and 5+ person households. To create a state-wide estimate, simulations are run with each of these draw patterns and the results are combined in a weighted average. The weights, shown in Table 1 of Draw Schedule sheet, are derived from data taken for the Northwest Energy Efficiency Alliance (NEEA)'s 2011 Residential Building Stock Assessment (RBSA), reference 2. The draw patterns used for non-desert states were sourced from the data for the Heat Pump Water Heater Model Validation Study (Reference 1). There were approximately 100 houses in the dataset. Typical characteristics of the draws for each household size were extracted from the dataset and a week of draw schedules was then constructed for each. In addition, there is a modifed water draw pattern for Southwestern states of Arizona, New Mexico, Nevada, and California due to their lower water draws. These California draw profiles are not easily extractable from the CBECC-Res software, nor in a format which would render them amenable to using with SEEM. What was done instead was to scale the Ecotope draw patterns. The average total flow volume from the California patterns for each occupancy was found and the Ecotope draws were scaled so that the average daily flow matched that of the California patterns. The California draws are separated into weekdays, weekends, and holidays. To get the average daily draw volume, these separate patterns were weighted by the number of each type of day per year, i.e. 11 holidays, 100 weekend days. The California draws also use occupancies from 1 to 6+ people, compared to Ecotope's 1 to 5+, so the 5 and 6+ patterns were weighted according to their proportion in reference 4. The modified draw profiles were used in the simulation and combined according to the occupancy distribution. Since there is no measured data available on the distribution of occupancies, the same weightings as used for the rest of the country were used. The states of Nevada, New Mexico, and Arizona were simulated using the draw patterns modified for California. This represents the decreased water usage that would be expected in drought prone states. All other aspects of the simulations remained the same.
Further Research Opportunities
The following topics could not be explored in this study due to budget constraints. They are listed here as suggestions for future research.
Water temperature setting: Tank setpoint can significantly influence HPWH efficiency: setting the tank at a higher temperature, tempered down to user temperature with a mixing valve, increases the thermal reserve in the tank, minimizing the use of electric resistance mode. It would be helpful to simulate HPWH performance at various temperature levels to assess the performance potential when optimizing setpoint temperature.
Other HPWH products: The use of the backup resistance element is a key factor in the performance of all hybrid HPWHs, but manufacturers employ different strategies to minimize their use. It would he helpful to run simulations on a broader sample of hybrid products to compare their efficiencies.
References
1. NEEA report #E15-306; http://neea.org/docs/default-source/reports/heat-pump-water-heater-saving-validation-study.pdf?sfvrsn=8
2. Residential Building Stock Assessment. http://neea.org/resource-center/regional-data-resources/residential-building-stock-assessment
4. Kruis, N., Wilcox, B. Lutz, J. California Residential Domestic Hot Water Draw Profile Selection Methodology. Draft, May 18, 2016

## US Data Analysis
Data analysis - US
How does COP vary by climate, technology (ER, HP, hybrid), tank size, hot water draw, and location in home?
By technology and climate | [6 empty] | By state, hybrid models |  |  | By state, pure heat pump models |  |  | By number of persons in the home - 50 gal hybrid | [5 empty] | By number of persons in the home - 80 gal hybrid | [5 empty] | By number of persons in the home - Pure heat pump | [5 empty] | By installation location in the home, 50-gal hybrid |  |  |  | How significant is each factor to efficiency? | [10 empty] | By location and persons (for sensitivity analysis)
How does COP vary for each technology in a cold, warm, and intermediate climate state? | [6 empty] | Chart focused on hybrid models only, because they're most common heat pumps, and also the most sensitive to climate conditions. |  |  | Chart focused on pure heat pump models, as current most efficient available. |  |  | How does water usage affect efficiency?
[7 empty] | Assumptions: avg nb persons, best location in home |  |  | Assumptions: avg nb persons, best location in home
Findings
Data analysis
Combined analysis | Y | [5 empty] | Combined analysis | Y |  | Combined analysis | Y |  | Combined analysis | Y |  |  |  |  | Combined analysis | Y |  |  |  |  | Combined analysis | Y |  |  |  |  | Combined analysis | Y |  |  |  | Base case |  | Sensitivity cases | [7 empty] | Combined analysis | Y
[13 empty] | HPWH model | Hybrid heat pump |  |  |  |  | HPWH model | Hybrid heat pump |  |  |  |  | HPWH model | Pure heat pump |  |  |  |  | HPWH model | Hybrid heat pump |  |  | Variable |  |  | Technology | Tank size | Climate | Climate | Location | Persons | Persons | Technology | HPWH model | Hybrid heat pump
Max of Annual COP | Column Labels | [5 empty] | Max of Annual COP | Column Labels |  | Max of Annual COP | Column Labels |  | HPWH size rounded | 50 |  |  |  |  | HPWH size rounded | 80 |  |  |  |  | HPWH size rounded | 40 |  |  |  |  | HPWH size rounded | 50 | [5 empty] | Pure heat pump 40-gal | Hybrid 80-gal | Cold climate (ND) | Hot climate (FL) | Garage location | 1 person household | 5+ persons hh, 80-gal | Electric resistance | HPWH size rounded | 50
| Electric resistance |  | Hybrid heat pump |  | Pure heat pump |  |  | Hybrid heat pump |  |  | Pure heat pump | [23 empty] | Technology | Hybrid | 2.3088 | 3.2343 | [7 empty] | State | NY
Row Labels | 50 | 80 | 50 | 80 | 40 | 80 | Row Labels | 50 | 80 | Row Labels | 40 | 80 | Max of Annual COP | Column Labels |  |  |  |  | Max of Annual COP | Column Labels |  |  |  |  | Max of Annual COP | Column Labels |  |  |  |  | Max of Annual COP | Column Labels |  |  | Tank size | 50-gal | 2.3088 |  | 2.6563
ND | 0.95714 | 0.95739 | 2.0287 | 2.3257 | 2.8022 | 2.7932 | ND | 2.0287 | 2.3257 | ND | 2.8022 | 2.7932 | Row Labels | 1 | 2 | 3 | 4 | 5+ | Row Labels | 1 | 2 | 3 | 4 | 5+ | Row Labels | 1 | 2 | 3 | 4 | 5+ | Row Labels | Vented closet | Garage | Basement | Climate | NY | 2.3088 |  |  | 2.1106 | [5 empty] | Max of Annual COP | Column Labels
NY | 0.95331 | 0.95406 | 2.219 | 2.4534 | 3.1149 | 3.0963 | AK | 2.1043 | 2.356 | AK | 2.8565 | 2.8336 | ND | 1.9923 | 2.2047 | 2.1106 | 1.7288 | 1.5454 | ND | 2.2339 | 2.4201 | 2.407 | 2.2879 | 2.0138 | ND | 2.4943 | 2.7859 | 2.9065 | 2.9775 | 3.1396 | ND | 1.1899 | 1.4855 | 2.0287 | Climate | NY | 2.3088 |  |  |  | 3.0254 |  |  |  |  | Row Labels | 1 | 2 | 3 | 4 | 5+
FL | 0.95521 | 0.95727 | 2.7654 | 2.862 | 3.472 | 3.4687 | MN | 2.0619 | 2.3593 | MN | 2.8756 | 2.8657 | NY | 2.16 | 2.3782 | 2.3088 | 1.9865 | 1.7675 | NY | 2.2425 | 2.4858 | 2.6563 | 2.4729 | 2.4414 | NY | 2.7283 | 3.1122 | 3.2343 | 3.3217 | 3.4859 | NY | 1.5559 | 2.0647 | 2.219 | Location | Basement | 2.3088 |  |  |  |  | 2.1486 |  |  |  | Basement | 2.16 | 2.3782 | 2.3088 | 1.9865 | 1.7675
[7 empty] | SD | 2.0967 | 2.3879 | SD | 2.9223 | 2.9191 | FL | 2.5723 | 2.8223 | 3.0254 | 2.6896 | 2.6504 | FL | 2.543 | 2.8327 | 3.0189 | 3.0668 | 3.1807 | FL | 3.1266 | 3.4473 | 3.6365 | 3.6572 | 3.8347 | FL | 2.7331 | 2.7654 | 2.4832 | Persons | 3 | 2.3088 | [5 empty] | 2.16 |  |  | Garage | 2.0015 | 2.1927 | 2.1486 | 1.8798 | 1.7151
[7 empty] | WI | 2.119 | 2.3959 | MT | 2.9403 | 2.9503 | [22 empty] | Persons | 3 | 2.3088 | [6 empty] | 2.4414 |  | Vented closet | 1.4792 | 1.5967 | 1.6241 | 1.5189 | 1.4777
Ratios | [6 empty] | VT | 2.1308 | 2.4073 | WI | 2.9719 | 2.9547 | [22 empty] | Technology | ER | 2.3088 | [7 empty] | 0.96323
ND |  |  | 212% | 243% | 292.8% | 291.8% | MT | 2.1429 | 2.4102 | VT | 2.9821 | 2.9615 | [12 empty] | Combined analysis | Y | [8 empty] | Result |  |  | 40.09% | 15.05% | -8.583% | 31.04% | -6.939% | -6.446% | 5.742% | -58.28%
NY |  |  | 232.8% | 257.4% | 326.7% | 324.8% | IA | 2.1296 | 2.4102 | WY | 2.9812 | 2.9892 | [12 empty] | HPWH model | Electric resistance
FL |  |  | 289.5% | 299.6% | 363.5% | 363.1% | ME | 2.1473 | 2.4111 | ME | 2.9895 | 2.9824 | [12 empty] | HPWH size rounded | 50 | [19 empty] | Combined analysis | Y
[7 empty] | NM | 2.3277 | 2.4122 | IA | 3 | 2.9891 | [33 empty] | HPWH model | Hybrid heat pump
[7 empty] | WY | 2.1474 | 2.4209 | NE | 3.0169 | 3.0219 | [12 empty] | Max of Annual COP | Column Labels | [19 empty] | HPWH size rounded | 80
[7 empty] | NH | 2.1698 | 2.4245 | NH | 3.0239 | 3.0217 | [12 empty] | Row Labels | 1 | 2 | 3 | 4 | 5+ | [15 empty] | State | NY
[7 empty] | NE | 2.1514 | 2.4287 | MI | 3.0482 | 3.0368 | [12 empty] | ND | 0.93465 | 0.95497 | 0.96643 | 0.97247 | 0.98117
[7 empty] | MI | 2.1732 | 2.4322 | IN | 3.0591 | 3.0479 | [12 empty] | NY | 0.92902 | 0.95094 | 0.96323 | 0.96998 | 0.97936 | [15 empty] | Max of Annual COP | Column Labels
[7 empty] | IL | 2.1705 | 2.436 | IL | 3.0637 | 3.0493 | [12 empty] | FL | 0.93122 | 0.95336 | 0.96477 | 0.9709 | 0.97995 | [15 empty] | Row Labels | 1 | 2 | 3 | 4 | 5+
[7 empty] | IN | 2.1799 | 2.4404 | ID | 3.0642 | 3.0769 | [33 empty] | Basement | 2.2425 | 2.4858 | 2.6563 | 2.4729 | 2.4414
[7 empty] | MA | 2.2064 | 2.4426 | OH | 3.0785 | 3.0673 | [33 empty] | Garage | 2.0991 | 2.3251 | 2.4511 | 2.2831 | 2.2769
[7 empty] | ID | 2.2201 | 2.4434 | CO | 3.0523 | 3.0795 | [33 empty] | Vented closet | 1.5745 | 1.6984 | 1.76 | 1.6907 | 1.7039
[7 empty] | CO | 2.2083 | 2.4448 | MA | 3.0795 | 3.0651
[7 empty] | OH | 2.1969 | 2.4455 | NM | 3.0321 | 3.081
[7 empty] | RI | 2.2119 | 2.4473 | RI | 3.0956 | 3.0837
[7 empty] | CT | 2.2137 | 2.4513 | CT | 3.105 | 3.0979
[7 empty] | NY | 2.219 | 2.4534 | WV | 3.1093 | 3.108
[7 empty] | WA | 2.3086 | 2.4552 | NY | 3.1149 | 3.0963
[7 empty] | UT | 2.2306 | 2.457 | PA | 3.1154 | 3.1084
[7 empty] | PA | 2.2279 | 2.457 | UT | 3.1176 | 3.1216
[7 empty] | OR | 2.3251 | 2.4605 | KS | 3.1209 | 3.1296
[7 empty] | WV | 2.2528 | 2.4629 | DE | 3.1386 | 3.1371
[7 empty] | DE | 2.231 | 2.4637 | WA | 3.1399 | 3.1366
[7 empty] | NJ | 2.2537 | 2.4654 | MO | 3.1453 | 3.146
[7 empty] | KS | 2.2209 | 2.4684 | NJ | 3.1474 | 3.1393
[7 empty] | MO | 2.2405 | 2.4716 | KY | 3.1544 | 3.1506
[7 empty] | MD | 2.2797 | 2.4729 | OR | 3.1486 | 3.1544
[7 empty] | KY | 2.2625 | 2.4732 | MD | 3.1747 | 3.1676
[7 empty] | VA | 2.2965 | 2.4783 | CA | 3.1522 | 3.1848
[7 empty] | OK | 2.3002 | 2.4863 | VA | 3.1887 | 3.1937
[7 empty] | AR | 2.3154 | 2.5005 | OK | 3.1895 | 3.1985
[7 empty] | TN | 2.3565 | 2.5332 | NV | 3.1657 | 3.2003
[7 empty] | NV | 2.456 | 2.5417 | AR | 3.2151 | 3.2238
[7 empty] | NC | 2.3764 | 2.5429 | NC | 3.2162 | 3.2322
[7 empty] | CA | 2.5305 | 2.5508 | TN | 3.2366 | 3.2354
[7 empty] | GA | 2.4214 | 2.5677 | GA | 3.2311 | 3.2518
[7 empty] | SC | 2.443 | 2.5884 | SC | 3.253 | 3.2723
[7 empty] | AL | 2.4704 | 2.6154 | AZ | 3.2328 | 3.2806
[7 empty] | MS | 2.5059 | 2.6455 | AL | 3.2975 | 3.3109
[7 empty] | AZ | 2.606 | 2.6664 | MS | 3.314 | 3.3288
[7 empty] | TX | 2.5779 | 2.706 | TX | 3.3354 | 3.354
[7 empty] | LA | 2.5865 | 2.7122 | LA | 3.361 | 3.3702
[7 empty] | FL | 2.7654 | 2.862 | FL | 3.472 | 3.4687
[7 empty] | HI | 2.9397 | 3.0033 | HI | 3.579 | 3.5557
1. 50-gal hybrid HP achieves an annual COP greater than 2 in 46 states representing more than 97.5% U.S. population.
2. 80-gal hybrid HP achieves an annual COP greater than 2.4 in 45 states representing more than 95% U.S. population.
3. The different tank size significantly affects the performance of the hybrid model in different climates, with the larger tank minimizing the use of the resistance element, and achieving significantly higher efficiencies despite higher standby losses.
1. Both hybrid and pure HP are at least twice as efficient as ER even in coldest US climate.
2. Hybrid heat pump is between 2 and 3 times as efficient as ER depending on climate and tank size.
3. Pure heat pump is between 3 and 3.5 times as efficient as ER depending on climate and tank size.
4. Larger tank size increases efficiency of hybrids in cold climates, not so much in warm climates.
5. ER COP of 0.95 to 0.96 reflects 100% efficiency of the electric resistance element, minus "standby" thermal losses (heat losses from the tank).
1. Both size pure heat pump models (40 and 80 gallons) have very similar COPs in all climates. This is due to not having a backup resistance heating element.
2. Pure heat pump models achieve an annnual COP greater than 2.9 in 47 states representing 97.8% of U.S. population
Efficiency is highest for 2- and 3-person households.
This reflects a combination of two factors: use of electric resistance element, and standby thermal losses.
Efficiency decreases for households with more than 3 persons, particularly in cold climates, due to higher use of the electric resistance element.
It also decreases for 1-person vs. 2-person households due to the higher relative impact of standby losses for lower hot water usage.
The 80-gallon hybrid performs significantly better than the 50-gallon model in the following situations:
- Cold climate for all household sizes
- Intermediate climates for 3-person+ households
- In warm climates for 4-person+ households.
This reflects a lower use of the electric resistance element due to the larger tank capacity.
For a given climate, the performance of the pure heat pump model increases with the number of persons. This reflects the fact that due to the lack of electric resistance element, the only factor affecting efficiency is standby losses, which are constant and therefore become a lower fraction of energy use as hot water usage increases.
Best installation location depends on the climate: Basement (unconditioned) location is best in cold and intermediate climates, as the ambient temperature is milder than other locations due to the ground thermal mass acting as a thermal buffer. The mild temperature reduces the use of the resistive element. In warm climates, vented closets and garages provide better conditions than basements for heat pump operation.
Indoor: we did not model indoor location because of the interactive effects with space heating and cooling.
Pure heat pumps were modeled as a split system, with an outdoor unit and indoor tank.
From a baseline of a hybrid water heater for a 3-person household in an intermediate climate, the factors that affect efficiency the most are:
1) The technology: Pure heat pumps are 40% more efficient and conventional water heaters less than half as efficient.
2) The climate, particularly hot climates which can increase efficiency by 30% (because they don't use the resistive element as much). On the other hand, the coldest climates only reduce effiiency by 9%.
3) Other factors such as tank size, installation location and water draws have smaller effects on efficiency.

## US Data By Location
US Data By Location
Draw profile | State | HPWH model | HPWH size (gal) | HPWH size rounded | Location | Combined analysis | Annual COP
US | AK | Hybrid heat pump | 50 | 50 | Basement | Y | 2.1043
US | AK | Hybrid heat pump | 50 | 50 | Garage | Y | 1.6888
US | AK | Hybrid heat pump | 50 | 50 | Vented closet | Y | 1.1929
US | AK | Hybrid heat pump | 80 | 80 | Basement | Y | 2.356
US | AK | Hybrid heat pump | 80 | 80 | Garage | Y | 1.8431
US | AK | Hybrid heat pump | 80 | 80 | Vented closet | Y | 1.2602
US | AK | Electric resistance | 50 | 50 | Indoors | Y | 0.95446
US | AK | Electric resistance | 80 | 80 | Indoors | Y | 0.95483
US | AK | Pure heat pump | 39.6 | 40 | Split system | Y | 2.8565
US | AK | Pure heat pump | 83.2 | 80 | Split system | Y | 2.8336
US | AL | Hybrid heat pump | 50 | 50 | Basement | Y | 2.3746
US | AL | Hybrid heat pump | 50 | 50 | Garage | Y | 2.4704
US | AL | Hybrid heat pump | 50 | 50 | Vented closet | Y | 2.1993
US | AL | Hybrid heat pump | 80 | 80 | Basement | Y | 2.5123
US | AL | Hybrid heat pump | 80 | 80 | Garage | Y | 2.6154
US | AL | Hybrid heat pump | 80 | 80 | Vented closet | Y | 2.3925
US | AL | Electric resistance | 50 | 50 | Indoors | Y | 0.95311
US | AL | Electric resistance | 80 | 80 | Indoors | Y | 0.95438
US | AL | Pure heat pump | 39.6 | 40 | Split system | Y | 3.2975
US | AL | Pure heat pump | 83.2 | 80 | Split system | Y | 3.3109
US | AR | Hybrid heat pump | 50 | 50 | Basement | Y | 2.3154
US | AR | Hybrid heat pump | 50 | 50 | Garage | Y | 2.3128
US | AR | Hybrid heat pump | 50 | 50 | Vented closet | Y | 1.8915
US | AR | Hybrid heat pump | 80 | 80 | Basement | Y | 2.4886
US | AR | Hybrid heat pump | 80 | 80 | Garage | Y | 2.5005
US | AR | Hybrid heat pump | 80 | 80 | Vented closet | Y | 2.0776
US | AR | Electric resistance | 50 | 50 | Indoors | Y | 0.95432
US | AR | Electric resistance | 80 | 80 | Indoors | Y | 0.95526
US | AR | Pure heat pump | 39.6 | 40 | Split system | Y | 3.2151
US | AR | Pure heat pump | 83.2 | 80 | Split system | Y | 3.2238
US | AZ | Hybrid heat pump | 50 | 50 | Basement | N | 2.4032
US | AZ | Hybrid heat pump | 50 | 50 | Garage | N | 2.6055
US | AZ | Hybrid heat pump | 50 | 50 | Vented closet | N | 2.4967
US | AZ | Hybrid heat pump | 80 | 80 | Basement | N | 2.5316
US | AZ | Hybrid heat pump | 80 | 80 | Garage | N | 2.7398
US | AZ | Hybrid heat pump | 80 | 80 | Vented closet | N | 2.6547
US | AZ | Electric resistance | 50 | 50 | Indoors | N | 0.95778
US | AZ | Electric resistance | 80 | 80 | Indoors | N | 0.95943
US | AZ | Pure heat pump | 39.6 | 40 | Split system | N | 3.3437
US | AZ | Pure heat pump | 83.2 | 80 | Split system | N | 3.3898
US | CA | Hybrid heat pump | 50 | 50 | Basement | N | 2.4059
US | CA | Hybrid heat pump | 50 | 50 | Garage | N | 2.5286
US | CA | Hybrid heat pump | 50 | 50 | Vented closet | N | 2.3922
US | CA | Hybrid heat pump | 80 | 80 | Basement | N | 2.5247
US | CA | Hybrid heat pump | 80 | 80 | Garage | N | 2.6491
US | CA | Hybrid heat pump | 80 | 80 | Vented closet | N | 2.5344
US | CA | Electric resistance | 50 | 50 | Indoors | N | 0.95108
US | CA | Electric resistance | 80 | 80 | Indoors | N | 0.95254
US | CA | Pure heat pump | 39.6 | 40 | Split system | N | 3.2926
US | CA | Pure heat pump | 83.2 | 80 | Split system | N | 3.3144
US | CO | Hybrid heat pump | 50 | 50 | Basement | Y | 2.2083
US | CO | Hybrid heat pump | 50 | 50 | Garage | Y | 2.0031
US | CO | Hybrid heat pump | 50 | 50 | Vented closet | Y | 1.4838
US | CO | Hybrid heat pump | 80 | 80 | Basement | Y | 2.4448
US | CO | Hybrid heat pump | 80 | 80 | Garage | Y | 2.2303
US | CO | Hybrid heat pump | 80 | 80 | Vented closet | Y | 1.6682
US | CO | Electric resistance | 50 | 50 | Indoors | Y | 0.95394
US | CO | Electric resistance | 80 | 80 | Indoors | Y | 0.95459
US | CO | Pure heat pump | 39.6 | 40 | Split system | Y | 3.0523
US | CO | Pure heat pump | 83.2 | 80 | Split system | Y | 3.0795
US | CT | Hybrid heat pump | 50 | 50 | Basement | Y | 2.2137
US | CT | Hybrid heat pump | 50 | 50 | Garage | Y | 2.0605
US | CT | Hybrid heat pump | 50 | 50 | Vented closet | Y | 1.5444
US | CT | Hybrid heat pump | 80 | 80 | Basement | Y | 2.4513
US | CT | Hybrid heat pump | 80 | 80 | Garage | Y | 2.2836
US | CT | Hybrid heat pump | 80 | 80 | Vented closet | Y | 1.6689
US | CT | Electric resistance | 50 | 50 | Indoors | Y | 0.95286
US | CT | Electric resistance | 80 | 80 | Indoors | Y | 0.95361
US | CT | Pure heat pump | 39.6 | 40 | Split system | Y | 3.105
US | CT | Pure heat pump | 83.2 | 80 | Split system | Y | 3.0979
US | DE | Hybrid heat pump | 50 | 50 | Basement | Y | 2.231
US | DE | Hybrid heat pump | 50 | 50 | Garage | Y | 2.1175
US | DE | Hybrid heat pump | 50 | 50 | Vented closet | Y | 1.5966
US | DE | Hybrid heat pump | 80 | 80 | Basement | Y | 2.4637
US | DE | Hybrid heat pump | 80 | 80 | Garage | Y | 2.3637
US | DE | Hybrid heat pump | 80 | 80 | Vented closet | Y | 1.7389
US | DE | Electric resistance | 50 | 50 | Indoors | Y | 0.95359
US | DE | Electric resistance | 80 | 80 | Indoors | Y | 0.95435
US | DE | Pure heat pump | 39.6 | 40 | Split system | Y | 3.1386
US | DE | Pure heat pump | 83.2 | 80 | Split system | Y | 3.1371
US | FL | Hybrid heat pump | 50 | 50 | Basement | Y | 2.4832
US | FL | Hybrid heat pump | 50 | 50 | Garage | Y | 2.7654
US | FL | Hybrid heat pump | 50 | 50 | Vented closet | Y | 2.7331
US | FL | Hybrid heat pump | 80 | 80 | Basement | Y | 2.5776
US | FL | Hybrid heat pump | 80 | 80 | Garage | Y | 2.862
US | FL | Hybrid heat pump | 80 | 80 | Vented closet | Y | 2.8414
US | FL | Electric resistance | 50 | 50 | Indoors | Y | 0.95521
US | FL | Electric resistance | 80 | 80 | Indoors | Y | 0.95727
US | FL | Pure heat pump | 39.6 | 40 | Split system | Y | 3.472
US | FL | Pure heat pump | 83.2 | 80 | Split system | Y | 3.4687
US | GA | Hybrid heat pump | 50 | 50 | Basement | Y | 2.3555
US | GA | Hybrid heat pump | 50 | 50 | Garage | Y | 2.4214
US | GA | Hybrid heat pump | 50 | 50 | Vented closet | Y | 2.1053
US | GA | Hybrid heat pump | 80 | 80 | Basement | Y | 2.4969
US | GA | Hybrid heat pump | 80 | 80 | Garage | Y | 2.5677
US | GA | Hybrid heat pump | 80 | 80 | Vented closet | Y | 2.3111
US | GA | Electric resistance | 50 | 50 | Indoors | Y | 0.95306
US | GA | Electric resistance | 80 | 80 | Indoors | Y | 0.95424
US | GA | Pure heat pump | 39.6 | 40 | Split system | Y | 3.2311
US | GA | Pure heat pump | 83.2 | 80 | Split system | Y | 3.2518
US | HI | Hybrid heat pump | 50 | 50 | Basement | Y | 2.5431
US | HI | Hybrid heat pump | 50 | 50 | Garage | Y | 2.9069
US | HI | Hybrid heat pump | 50 | 50 | Vented closet | Y | 2.9397
US | HI | Hybrid heat pump | 80 | 80 | Basement | Y | 2.6007
US | HI | Hybrid heat pump | 80 | 80 | Garage | Y | 2.9647
US | HI | Hybrid heat pump | 80 | 80 | Vented closet | Y | 3.0033
US | HI | Electric resistance | 50 | 50 | Indoors | Y | 0.95749
US | HI | Electric resistance | 80 | 80 | Indoors | Y | 0.95976
US | HI | Pure heat pump | 39.6 | 40 | Split system | Y | 3.579
US | HI | Pure heat pump | 83.2 | 80 | Split system | Y | 3.5557
US | IA | Hybrid heat pump | 50 | 50 | Basement | Y | 2.1296
US | IA | Hybrid heat pump | 50 | 50 | Garage | Y | 1.7855
US | IA | Hybrid heat pump | 50 | 50 | Vented closet | Y | 1.3437
US | IA | Hybrid heat pump | 80 | 80 | Basement | Y | 2.4102
US | IA | Hybrid heat pump | 80 | 80 | Garage | Y | 1.9692
US | IA | Hybrid heat pump | 80 | 80 | Vented closet | Y | 1.4298
US | IA | Electric resistance | 50 | 50 | Indoors | Y | 0.95564
US | IA | Electric resistance | 80 | 80 | Indoors | Y | 0.95613
US | IA | Pure heat pump | 39.6 | 40 | Split system | Y | 3
US | IA | Pure heat pump | 83.2 | 80 | Split system | Y | 2.9891
US | ID | Hybrid heat pump | 50 | 50 | Basement | Y | 2.2201
US | ID | Hybrid heat pump | 50 | 50 | Garage | Y | 2.0713
US | ID | Hybrid heat pump | 50 | 50 | Vented closet | Y | 1.5309
US | ID | Hybrid heat pump | 80 | 80 | Basement | Y | 2.4434
US | ID | Hybrid heat pump | 80 | 80 | Garage | Y | 2.292
US | ID | Hybrid heat pump | 80 | 80 | Vented closet | Y | 1.7039
US | ID | Electric resistance | 50 | 50 | Indoors | Y | 0.95357
US | ID | Electric resistance | 80 | 80 | Indoors | Y | 0.95427
US | ID | Pure heat pump | 39.6 | 40 | Split system | Y | 3.0642
US | ID | Pure heat pump | 83.2 | 80 | Split system | Y | 3.0769
US | IL | Hybrid heat pump | 50 | 50 | Basement | Y | 2.1705
US | IL | Hybrid heat pump | 50 | 50 | Garage | Y | 1.9121
US | IL | Hybrid heat pump | 50 | 50 | Vented closet | Y | 1.4392
US | IL | Hybrid heat pump | 80 | 80 | Basement | Y | 2.436
US | IL | Hybrid heat pump | 80 | 80 | Garage | Y | 2.1201
US | IL | Hybrid heat pump | 80 | 80 | Vented closet | Y | 1.5365
US | IL | Electric resistance | 50 | 50 | Indoors | Y | 0.95467
US | IL | Electric resistance | 80 | 80 | Indoors | Y | 0.95527
US | IL | Pure heat pump | 39.6 | 40 | Split system | Y | 3.0637
US | IL | Pure heat pump | 83.2 | 80 | Split system | Y | 3.0493
US | IN | Hybrid heat pump | 50 | 50 | Basement | Y | 2.1799
US | IN | Hybrid heat pump | 50 | 50 | Garage | Y | 1.9427
US | IN | Hybrid heat pump | 50 | 50 | Vented closet | Y | 1.4736
US | IN | Hybrid heat pump | 80 | 80 | Basement | Y | 2.4404
US | IN | Hybrid heat pump | 80 | 80 | Garage | Y | 2.1525
US | IN | Hybrid heat pump | 80 | 80 | Vented closet | Y | 1.5832
US | IN | Electric resistance | 50 | 50 | Indoors | Y | 0.95462
US | IN | Electric resistance | 80 | 80 | Indoors | Y | 0.95531
US | IN | Pure heat pump | 39.6 | 40 | Split system | Y | 3.0591
US | IN | Pure heat pump | 83.2 | 80 | Split system | Y | 3.0479
US | KS | Hybrid heat pump | 50 | 50 | Basement | Y | 2.2209
US | KS | Hybrid heat pump | 50 | 50 | Garage | Y | 2.0983
US | KS | Hybrid heat pump | 50 | 50 | Vented closet | Y | 1.6241
US | KS | Hybrid heat pump | 80 | 80 | Basement | Y | 2.4684
US | KS | Hybrid heat pump | 80 | 80 | Garage | Y | 2.34
US | KS | Hybrid heat pump | 80 | 80 | Vented closet | Y | 1.7967
US | KS | Electric resistance | 50 | 50 | Indoors | Y | 0.95485
US | KS | Electric resistance | 80 | 80 | Indoors | Y | 0.95558
US | KS | Pure heat pump | 39.6 | 40 | Split system | Y | 3.1209
US | KS | Pure heat pump | 83.2 | 80 | Split system | Y | 3.1296
US | KY | Hybrid heat pump | 50 | 50 | Basement | Y | 2.2625
US | KY | Hybrid heat pump | 50 | 50 | Garage | Y | 2.1776
US | KY | Hybrid heat pump | 50 | 50 | Vented closet | Y | 1.7127
US | KY | Hybrid heat pump | 80 | 80 | Basement | Y | 2.4732
US | KY | Hybrid heat pump | 80 | 80 | Garage | Y | 2.3983
US | KY | Hybrid heat pump | 80 | 80 | Vented closet | Y | 1.8649
US | KY | Electric resistance | 50 | 50 | Indoors | Y | 0.9537
US | KY | Electric resistance | 80 | 80 | Indoors | Y | 0.95457
US | KY | Pure heat pump | 39.6 | 40 | Split system | Y | 3.1544
US | KY | Pure heat pump | 83.2 | 80 | Split system | Y | 3.1506
US | LA | Hybrid heat pump | 50 | 50 | Basement | Y | 2.4134
US | LA | Hybrid heat pump | 50 | 50 | Garage | Y | 2.5865
US | LA | Hybrid heat pump | 50 | 50 | Vented closet | Y | 2.4273
US | LA | Hybrid heat pump | 80 | 80 | Basement | Y | 2.5362
US | LA | Hybrid heat pump | 80 | 80 | Garage | Y | 2.7122
US | LA | Hybrid heat pump | 80 | 80 | Vented closet | Y | 2.5888
US | LA | Electric resistance | 50 | 50 | Indoors | Y | 0.95382
US | LA | Electric resistance | 80 | 80 | Indoors | Y | 0.95529
US | LA | Pure heat pump | 39.6 | 40 | Split system | Y | 3.361
US | LA | Pure heat pump | 83.2 | 80 | Split system | Y | 3.3702
US | MA | Hybrid heat pump | 50 | 50 | Basement | Y | 2.2064
US | MA | Hybrid heat pump | 50 | 50 | Garage | Y | 1.9909
US | MA | Hybrid heat pump | 50 | 50 | Vented closet | Y | 1.5014
US | MA | Hybrid heat pump | 80 | 80 | Basement | Y | 2.4426
US | MA | Hybrid heat pump | 80 | 80 | Garage | Y | 2.1966
US | MA | Hybrid heat pump | 80 | 80 | Vented closet | Y | 1.628
US | MA | Electric resistance | 50 | 50 | Indoors | Y | 0.95294
US | MA | Electric resistance | 80 | 80 | Indoors | Y | 0.95367
US | MA | Pure heat pump | 39.6 | 40 | Split system | Y | 3.0795
US | MA | Pure heat pump | 83.2 | 80 | Split system | Y | 3.0651
US | MD | Hybrid heat pump | 50 | 50 | Basement | Y | 2.2797
US | MD | Hybrid heat pump | 50 | 50 | Garage | Y | 2.2068
US | MD | Hybrid heat pump | 50 | 50 | Vented closet | Y | 1.7347
US | MD | Hybrid heat pump | 80 | 80 | Basement | Y | 2.4729
US | MD | Hybrid heat pump | 80 | 80 | Garage | Y | 2.4173
US | MD | Hybrid heat pump | 80 | 80 | Vented closet | Y | 1.8969
US | MD | Electric resistance | 50 | 50 | Indoors | Y | 0.95321
US | MD | Electric resistance | 80 | 80 | Indoors | Y | 0.95404
US | MD | Pure heat pump | 39.6 | 40 | Split system | Y | 3.1747
US | MD | Pure heat pump | 83.2 | 80 | Split system | Y | 3.1676
US | ME | Hybrid heat pump | 50 | 50 | Basement | Y | 2.1473
US | ME | Hybrid heat pump | 50 | 50 | Garage | Y | 1.8184
US | ME | Hybrid heat pump | 50 | 50 | Vented closet | Y | 1.3231
US | ME | Hybrid heat pump | 80 | 80 | Basement | Y | 2.4111
US | ME | Hybrid heat pump | 80 | 80 | Garage | Y | 2.0208
US | ME | Hybrid heat pump | 80 | 80 | Vented closet | Y | 1.4244
US | ME | Electric resistance | 50 | 50 | Indoors | Y | 0.95387
US | ME | Electric resistance | 80 | 80 | Indoors | Y | 0.95443
US | ME | Pure heat pump | 39.6 | 40 | Split system | Y | 2.9895
US | ME | Pure heat pump | 83.2 | 80 | Split system | Y | 2.9824
US | MI | Hybrid heat pump | 50 | 50 | Basement | Y | 2.1732
US | MI | Hybrid heat pump | 50 | 50 | Garage | Y | 1.9265
US | MI | Hybrid heat pump | 50 | 50 | Vented closet | Y | 1.3992
US | MI | Hybrid heat pump | 80 | 80 | Basement | Y | 2.4322
US | MI | Hybrid heat pump | 80 | 80 | Garage | Y | 2.141
US | MI | Hybrid heat pump | 80 | 80 | Vented closet | Y | 1.4942
US | MI | Electric resistance | 50 | 50 | Indoors | Y | 0.95404
US | MI | Electric resistance | 80 | 80 | Indoors | Y | 0.95469
US | MI | Pure heat pump | 39.6 | 40 | Split system | Y | 3.0482
US | MI | Pure heat pump | 83.2 | 80 | Split system | Y | 3.0368
US | MN | Hybrid heat pump | 50 | 50 | Basement | Y | 2.0619
US | MN | Hybrid heat pump | 50 | 50 | Garage | Y | 1.5798
US | MN | Hybrid heat pump | 50 | 50 | Vented closet | Y | 1.2315
US | MN | Hybrid heat pump | 80 | 80 | Basement | Y | 2.3593
US | MN | Hybrid heat pump | 80 | 80 | Garage | Y | 1.7201
US | MN | Hybrid heat pump | 80 | 80 | Vented closet | Y | 1.2916
US | MN | Electric resistance | 50 | 50 | Indoors | Y | 0.95658
US | MN | Electric resistance | 80 | 80 | Indoors | Y | 0.95686
US | MN | Pure heat pump | 39.6 | 40 | Split system | Y | 2.8756
US | MN | Pure heat pump | 83.2 | 80 | Split system | Y | 2.8657
US | MO | Hybrid heat pump | 50 | 50 | Basement | Y | 2.2405
US | MO | Hybrid heat pump | 50 | 50 | Garage | Y | 2.1271
US | MO | Hybrid heat pump | 50 | 50 | Vented closet | Y | 1.6569
US | MO | Hybrid heat pump | 80 | 80 | Basement | Y | 2.4716
US | MO | Hybrid heat pump | 80 | 80 | Garage | Y | 2.3517
US | MO | Hybrid heat pump | 80 | 80 | Vented closet | Y | 1.8042
US | MO | Electric resistance | 50 | 50 | Indoors | Y | 0.95442
US | MO | Electric resistance | 80 | 80 | Indoors | Y | 0.95519
US | MO | Pure heat pump | 39.6 | 40 | Split system | Y | 3.1453
US | MO | Pure heat pump | 83.2 | 80 | Split system | Y | 3.146
US | MS | Hybrid heat pump | 50 | 50 | Basement | Y | 2.3842
US | MS | Hybrid heat pump | 50 | 50 | Garage | Y | 2.5059
US | MS | Hybrid heat pump | 50 | 50 | Vented closet | Y | 2.2646
US | MS | Hybrid heat pump | 80 | 80 | Basement | Y | 2.5175
US | MS | Hybrid heat pump | 80 | 80 | Garage | Y | 2.6455
US | MS | Hybrid heat pump | 80 | 80 | Vented closet | Y | 2.4579
US | MS | Electric resistance | 50 | 50 | Indoors | Y | 0.95357
US | MS | Electric resistance | 80 | 80 | Indoors | Y | 0.95488
US | MS | Pure heat pump | 39.6 | 40 | Split system | Y | 3.314
US | MS | Pure heat pump | 83.2 | 80 | Split system | Y | 3.3288
US | MT | Hybrid heat pump | 50 | 50 | Basement | Y | 2.1429
US | MT | Hybrid heat pump | 50 | 50 | Garage | Y | 1.8148
US | MT | Hybrid heat pump | 50 | 50 | Vented closet | Y | 1.3348
US | MT | Hybrid heat pump | 80 | 80 | Basement | Y | 2.4102
US | MT | Hybrid heat pump | 80 | 80 | Garage | Y | 2.0137
US | MT | Hybrid heat pump | 80 | 80 | Vented closet | Y | 1.4516
US | MT | Electric resistance | 50 | 50 | Indoors | Y | 0.9544
US | MT | Electric resistance | 80 | 80 | Indoors | Y | 0.95496
US | MT | Pure heat pump | 39.6 | 40 | Split system | Y | 2.9403
US | MT | Pure heat pump | 83.2 | 80 | Split system | Y | 2.9503
US | NC | Hybrid heat pump | 50 | 50 | Basement | Y | 2.3391
US | NC | Hybrid heat pump | 50 | 50 | Garage | Y | 2.3764
US | NC | Hybrid heat pump | 50 | 50 | Vented closet | Y | 2.0056
US | NC | Hybrid heat pump | 80 | 80 | Basement | Y | 2.4928
US | NC | Hybrid heat pump | 80 | 80 | Garage | Y | 2.5429
US | NC | Hybrid heat pump | 80 | 80 | Vented closet | Y | 2.2126
US | NC | Electric resistance | 50 | 50 | Indoors | Y | 0.95289
US | NC | Electric resistance | 80 | 80 | Indoors | Y | 0.95397
US | NC | Pure heat pump | 39.6 | 40 | Split system | Y | 3.2162
US | NC | Pure heat pump | 83.2 | 80 | Split system | Y | 3.2322
US | ND | Hybrid heat pump | 50 | 50 | Basement | Y | 2.0287
US | ND | Hybrid heat pump | 50 | 50 | Garage | Y | 1.4855
US | ND | Hybrid heat pump | 50 | 50 | Vented closet | Y | 1.1899
US | ND | Hybrid heat pump | 80 | 80 | Basement | Y | 2.3257
US | ND | Hybrid heat pump | 80 | 80 | Garage | Y | 1.6078
US | ND | Hybrid heat pump | 80 | 80 | Vented closet | Y | 1.2486
US | ND | Electric resistance | 50 | 50 | Indoors | Y | 0.95714
US | ND | Electric resistance | 80 | 80 | Indoors | Y | 0.95739
US | ND | Pure heat pump | 39.6 | 40 | Split system | Y | 2.8022
US | ND | Pure heat pump | 83.2 | 80 | Split system | Y | 2.7932
US | NE | Hybrid heat pump | 50 | 50 | Basement | Y | 2.1514
US | NE | Hybrid heat pump | 50 | 50 | Garage | Y | 1.8573
US | NE | Hybrid heat pump | 50 | 50 | Vented closet | Y | 1.4159
US | NE | Hybrid heat pump | 80 | 80 | Basement | Y | 2.4287
US | NE | Hybrid heat pump | 80 | 80 | Garage | Y | 2.0658
US | NE | Hybrid heat pump | 80 | 80 | Vented closet | Y | 1.5477
US | NE | Electric resistance | 50 | 50 | Indoors | Y | 0.95552
US | NE | Electric resistance | 80 | 80 | Indoors | Y | 0.9561
US | NE | Pure heat pump | 39.6 | 40 | Split system | Y | 3.0169
US | NE | Pure heat pump | 83.2 | 80 | Split system | Y | 3.0219
US | NH | Hybrid heat pump | 50 | 50 | Basement | Y | 2.1698
US | NH | Hybrid heat pump | 50 | 50 | Garage | Y | 1.8995
US | NH | Hybrid heat pump | 50 | 50 | Vented closet | Y | 1.3963
US | NH | Hybrid heat pump | 80 | 80 | Basement | Y | 2.4245
US | NH | Hybrid heat pump | 80 | 80 | Garage | Y | 2.1041
US | NH | Hybrid heat pump | 80 | 80 | Vented closet | Y | 1.5107
US | NH | Electric resistance | 50 | 50 | Indoors | Y | 0.95385
US | NH | Electric resistance | 80 | 80 | Indoors | Y | 0.95444
US | NH | Pure heat pump | 39.6 | 40 | Split system | Y | 3.0239
US | NH | Pure heat pump | 83.2 | 80 | Split system | Y | 3.0217
US | NJ | Hybrid heat pump | 50 | 50 | Basement | Y | 2.2537
US | NJ | Hybrid heat pump | 50 | 50 | Garage | Y | 2.152
US | NJ | Hybrid heat pump | 50 | 50 | Vented closet | Y | 1.688
US | NJ | Hybrid heat pump | 80 | 80 | Basement | Y | 2.4654
US | NJ | Hybrid heat pump | 80 | 80 | Garage | Y | 2.3557
US | NJ | Hybrid heat pump | 80 | 80 | Vented closet | Y | 1.8515
US | NJ | Electric resistance | 50 | 50 | Indoors | Y | 0.9528
US | NJ | Electric resistance | 80 | 80 | Indoors | Y | 0.95362
US | NJ | Pure heat pump | 39.6 | 40 | Split system | Y | 3.1474
US | NJ | Pure heat pump | 83.2 | 80 | Split system | Y | 3.1393
US | NM | Hybrid heat pump | 50 | 50 | Basement | N | 2.296
US | NM | Hybrid heat pump | 50 | 50 | Garage | N | 2.281
US | NM | Hybrid heat pump | 50 | 50 | Vented closet | N | 1.853
US | NM | Hybrid heat pump | 80 | 80 | Basement | N | 2.4758
US | NM | Hybrid heat pump | 80 | 80 | Garage | N | 2.4755
US | NM | Hybrid heat pump | 80 | 80 | Vented closet | N | 2.1324
US | NM | Electric resistance | 50 | 50 | Indoors | N | 0.95399
US | NM | Electric resistance | 80 | 80 | Indoors | N | 0.95487
US | NM | Pure heat pump | 39.6 | 40 | Split system | N | 3.1555
US | NM | Pure heat pump | 83.2 | 80 | Split system | N | 3.1999
US | NV | Hybrid heat pump | 50 | 50 | Basement | N | 2.3422
US | NV | Hybrid heat pump | 50 | 50 | Garage | N | 2.4297
US | NV | Hybrid heat pump | 50 | 50 | Vented closet | N | 2.1869
US | NV | Hybrid heat pump | 80 | 80 | Basement | N | 2.5026
US | NV | Hybrid heat pump | 80 | 80 | Garage | N | 2.601
US | NV | Hybrid heat pump | 80 | 80 | Vented closet | N | 2.4158
US | NV | Electric resistance | 50 | 50 | Indoors | N | 0.95646
US | NV | Electric resistance | 80 | 80 | Indoors | N | 0.95765
US | NV | Pure heat pump | 39.6 | 40 | Split system | N | 3.288
US | NV | Pure heat pump | 83.2 | 80 | Split system | N | 3.3223
US | NY | Hybrid heat pump | 50 | 50 | Basement | Y | 2.219
US | NY | Hybrid heat pump | 50 | 50 | Garage | Y | 2.0647
US | NY | Hybrid heat pump | 50 | 50 | Vented closet | Y | 1.5559
US | NY | Hybrid heat pump | 80 | 80 | Basement | Y | 2.4534
US | NY | Hybrid heat pump | 80 | 80 | Garage | Y | 2.2867
US | NY | Hybrid heat pump | 80 | 80 | Vented closet | Y | 1.6814
US | NY | Electric resistance | 50 | 50 | Indoors | Y | 0.95331
US | NY | Electric resistance | 80 | 80 | Indoors | Y | 0.95406
US | NY | Pure heat pump | 39.6 | 40 | Split system | Y | 3.1149
US | NY | Pure heat pump | 83.2 | 80 | Split system | Y | 3.0963
US | OH | Hybrid heat pump | 50 | 50 | Basement | Y | 2.1969
US | OH | Hybrid heat pump | 50 | 50 | Garage | Y | 1.992
US | OH | Hybrid heat pump | 50 | 50 | Vented closet | Y | 1.4942
US | OH | Hybrid heat pump | 80 | 80 | Basement | Y | 2.4455
US | OH | Hybrid heat pump | 80 | 80 | Garage | Y | 2.2103
US | OH | Hybrid heat pump | 80 | 80 | Vented closet | Y | 1.6074
US | OH | Electric resistance | 50 | 50 | Indoors | Y | 0.95372
US | OH | Electric resistance | 80 | 80 | Indoors | Y | 0.95446
US | OH | Pure heat pump | 39.6 | 40 | Split system | Y | 3.0785
US | OH | Pure heat pump | 83.2 | 80 | Split system | Y | 3.0673
US | OK | Hybrid heat pump | 50 | 50 | Basement | Y | 2.3002
US | OK | Hybrid heat pump | 50 | 50 | Garage | Y | 2.2682
US | OK | Hybrid heat pump | 50 | 50 | Vented closet | Y | 1.8078
US | OK | Hybrid heat pump | 80 | 80 | Basement | Y | 2.4863
US | OK | Hybrid heat pump | 80 | 80 | Garage | Y | 2.4827
US | OK | Hybrid heat pump | 80 | 80 | Vented closet | Y | 2.0019
US | OK | Electric resistance | 50 | 50 | Indoors | Y | 0.95519
US | OK | Electric resistance | 80 | 80 | Indoors | Y | 0.95602
US | OK | Pure heat pump | 39.6 | 40 | Split system | Y | 3.1895
US | OK | Pure heat pump | 83.2 | 80 | Split system | Y | 3.1985
US | OR | Hybrid heat pump | 50 | 50 | Basement | Y | 2.3251
US | OR | Hybrid heat pump | 50 | 50 | Garage | Y | 2.3086
US | OR | Hybrid heat pump | 50 | 50 | Vented closet | Y | 1.9829
US | OR | Hybrid heat pump | 80 | 80 | Basement | Y | 2.4605
US | OR | Hybrid heat pump | 80 | 80 | Garage | Y | 2.4489
US | OR | Hybrid heat pump | 80 | 80 | Vented closet | Y | 2.1557
US | OR | Electric resistance | 50 | 50 | Indoors | Y | 0.95042
US | OR | Electric resistance | 80 | 80 | Indoors | Y | 0.95147
US | OR | Pure heat pump | 39.6 | 40 | Split system | Y | 3.1486
US | OR | Pure heat pump | 83.2 | 80 | Split system | Y | 3.1544
US | PA | Hybrid heat pump | 50 | 50 | Basement | Y | 2.2279
US | PA | Hybrid heat pump | 50 | 50 | Garage | Y | 2.105
US | PA | Hybrid heat pump | 50 | 50 | Vented closet | Y | 1.5879
US | PA | Hybrid heat pump | 80 | 80 | Basement | Y | 2.457
US | PA | Hybrid heat pump | 80 | 80 | Garage | Y | 2.3275
US | PA | Hybrid heat pump | 80 | 80 | Vented closet | Y | 1.7258
US | PA | Electric resistance | 50 | 50 | Indoors | Y | 0.9532
US | PA | Electric resistance | 80 | 80 | Indoors | Y | 0.95401
US | PA | Pure heat pump | 39.6 | 40 | Split system | Y | 3.1154
US | PA | Pure heat pump | 83.2 | 80 | Split system | Y | 3.1084
US | RI | Hybrid heat pump | 50 | 50 | Basement | Y | 2.2119
US | RI | Hybrid heat pump | 50 | 50 | Garage | Y | 2.0372
US | RI | Hybrid heat pump | 50 | 50 | Vented closet | Y | 1.5004
US | RI | Hybrid heat pump | 80 | 80 | Basement | Y | 2.4473
US | RI | Hybrid heat pump | 80 | 80 | Garage | Y | 2.2521
US | RI | Hybrid heat pump | 80 | 80 | Vented closet | Y | 1.6535
US | RI | Electric resistance | 50 | 50 | Indoors | Y | 0.95285
US | RI | Electric resistance | 80 | 80 | Indoors | Y | 0.95357
US | RI | Pure heat pump | 39.6 | 40 | Split system | Y | 3.0956
US | RI | Pure heat pump | 83.2 | 80 | Split system | Y | 3.0837
US | SC | Hybrid heat pump | 50 | 50 | Basement | Y | 2.3612
US | SC | Hybrid heat pump | 50 | 50 | Garage | Y | 2.443
US | SC | Hybrid heat pump | 50 | 50 | Vented closet | Y | 2.1444
US | SC | Hybrid heat pump | 80 | 80 | Basement | Y | 2.503
US | SC | Hybrid heat pump | 80 | 80 | Garage | Y | 2.5884
US | SC | Hybrid heat pump | 80 | 80 | Vented closet | Y | 2.3564
US | SC | Electric resistance | 50 | 50 | Indoors | Y | 0.95307
US | SC | Electric resistance | 80 | 80 | Indoors | Y | 0.95425
US | SC | Pure heat pump | 39.6 | 40 | Split system | Y | 3.253
US | SC | Pure heat pump | 83.2 | 80 | Split system | Y | 3.2723
US | SD | Hybrid heat pump | 50 | 50 | Basement | Y | 2.0967
US | SD | Hybrid heat pump | 50 | 50 | Garage | Y | 1.6786
US | SD | Hybrid heat pump | 50 | 50 | Vented closet | Y | 1.2789
US | SD | Hybrid heat pump | 80 | 80 | Basement | Y | 2.3879
US | SD | Hybrid heat pump | 80 | 80 | Garage | Y | 1.8419
US | SD | Hybrid heat pump | 80 | 80 | Vented closet | Y | 1.365
US | SD | Electric resistance | 50 | 50 | Indoors | Y | 0.95612
US | SD | Electric resistance | 80 | 80 | Indoors | Y | 0.95649
US | SD | Pure heat pump | 39.6 | 40 | Split system | Y | 2.9223
US | SD | Pure heat pump | 83.2 | 80 | Split system | Y | 2.9191
US | TN | Hybrid heat pump | 50 | 50 | Basement | Y | 2.3312
US | TN | Hybrid heat pump | 50 | 50 | Garage | Y | 2.3565
US | TN | Hybrid heat pump | 50 | 50 | Vented closet | Y | 1.9604
US | TN | Hybrid heat pump | 80 | 80 | Basement | Y | 2.4949
US | TN | Hybrid heat pump | 80 | 80 | Garage | Y | 2.5332
US | TN | Hybrid heat pump | 80 | 80 | Vented closet | Y | 2.1359
US | TN | Electric resistance | 50 | 50 | Indoors | Y | 0.95388
US | TN | Electric resistance | 80 | 80 | Indoors | Y | 0.95481
US | TN | Pure heat pump | 39.6 | 40 | Split system | Y | 3.2366
US | TN | Pure heat pump | 83.2 | 80 | Split system | Y | 3.2354
US | TX | Hybrid heat pump | 50 | 50 | Basement | Y | 2.4076
US | TX | Hybrid heat pump | 50 | 50 | Garage | Y | 2.5779
US | TX | Hybrid heat pump | 50 | 50 | Vented closet | Y | 2.3976
US | TX | Hybrid heat pump | 80 | 80 | Basement | Y | 2.5312
US | TX | Hybrid heat pump | 80 | 80 | Garage | Y | 2.706
US | TX | Hybrid heat pump | 80 | 80 | Vented closet | Y | 2.5594
US | TX | Electric resistance | 50 | 50 | Indoors | Y | 0.95476
US | TX | Electric resistance | 80 | 80 | Indoors | Y | 0.95616
US | TX | Pure heat pump | 39.6 | 40 | Split system | Y | 3.3354
US | TX | Pure heat pump | 83.2 | 80 | Split system | Y | 3.354
US | UT | Hybrid heat pump | 50 | 50 | Basement | Y | 2.2306
US | UT | Hybrid heat pump | 50 | 50 | Garage | Y | 2.1355
US | UT | Hybrid heat pump | 50 | 50 | Vented closet | Y | 1.5712
US | UT | Hybrid heat pump | 80 | 80 | Basement | Y | 2.457
US | UT | Hybrid heat pump | 80 | 80 | Garage | Y | 2.3758
US | UT | Hybrid heat pump | 80 | 80 | Vented closet | Y | 1.7318
US | UT | Electric resistance | 50 | 50 | Indoors | Y | 0.95456
US | UT | Electric resistance | 80 | 80 | Indoors | Y | 0.95524
US | UT | Pure heat pump | 39.6 | 40 | Split system | Y | 3.1176
US | UT | Pure heat pump | 83.2 | 80 | Split system | Y | 3.1216
US | VA | Hybrid heat pump | 50 | 50 | Basement | Y | 2.2965
US | VA | Hybrid heat pump | 50 | 50 | Garage | Y | 2.2592
US | VA | Hybrid heat pump | 50 | 50 | Vented closet | Y | 1.8292
US | VA | Hybrid heat pump | 80 | 80 | Basement | Y | 2.4783
US | VA | Hybrid heat pump | 80 | 80 | Garage | Y | 2.4615
US | VA | Hybrid heat pump | 80 | 80 | Vented closet | Y | 2.0048
US | VA | Electric resistance | 50 | 50 | Indoors | Y | 0.95322
US | VA | Electric resistance | 80 | 80 | Indoors | Y | 0.9541
US | VA | Pure heat pump | 39.6 | 40 | Split system | Y | 3.1887
US | VA | Pure heat pump | 83.2 | 80 | Split system | Y | 3.1937
US | VT | Hybrid heat pump | 50 | 50 | Basement | Y | 2.1308
US | VT | Hybrid heat pump | 50 | 50 | Garage | Y | 1.786
US | VT | Hybrid heat pump | 50 | 50 | Vented closet | Y | 1.3056
US | VT | Hybrid heat pump | 80 | 80 | Basement | Y | 2.4073
US | VT | Hybrid heat pump | 80 | 80 | Garage | Y | 1.9777
US | VT | Hybrid heat pump | 80 | 80 | Vented closet | Y | 1.381
US | VT | Electric resistance | 50 | 50 | Indoors | Y | 0.95442
US | VT | Electric resistance | 80 | 80 | Indoors | Y | 0.95491
US | VT | Pure heat pump | 39.6 | 40 | Split system | Y | 2.9821
US | VT | Pure heat pump | 83.2 | 80 | Split system | Y | 2.9615
US | WA | Hybrid heat pump | 50 | 50 | Basement | Y | 2.3086
US | WA | Hybrid heat pump | 50 | 50 | Garage | Y | 2.2688
US | WA | Hybrid heat pump | 50 | 50 | Vented closet | Y | 1.9126
US | WA | Hybrid heat pump | 80 | 80 | Basement | Y | 2.4552
US | WA | Hybrid heat pump | 80 | 80 | Garage | Y | 2.4165
US | WA | Hybrid heat pump | 80 | 80 | Vented closet | Y | 2.0772
US | WA | Electric resistance | 50 | 50 | Indoors | Y | 0.95028
US | WA | Electric resistance | 80 | 80 | Indoors | Y | 0.95131
US | WA | Pure heat pump | 39.6 | 40 | Split system | Y | 3.1399
US | WA | Pure heat pump | 83.2 | 80 | Split system | Y | 3.1366
US | WI | Hybrid heat pump | 50 | 50 | Basement | Y | 2.119
US | WI | Hybrid heat pump | 50 | 50 | Garage | Y | 1.741
US | WI | Hybrid heat pump | 50 | 50 | Vented closet | Y | 1.3024
US | WI | Hybrid heat pump | 80 | 80 | Basement | Y | 2.3959
US | WI | Hybrid heat pump | 80 | 80 | Garage | Y | 1.9183
US | WI | Hybrid heat pump | 80 | 80 | Vented closet | Y | 1.3818
US | WI | Electric resistance | 50 | 50 | Indoors | Y | 0.95511
US | WI | Electric resistance | 80 | 80 | Indoors | Y | 0.95557
US | WI | Pure heat pump | 39.6 | 40 | Split system | Y | 2.9719
US | WI | Pure heat pump | 83.2 | 80 | Split system | Y | 2.9547
US | WV | Hybrid heat pump | 50 | 50 | Basement | Y | 2.2528
US | WV | Hybrid heat pump | 50 | 50 | Garage | Y | 2.1288
US | WV | Hybrid heat pump | 50 | 50 | Vented closet | Y | 1.6548
US | WV | Hybrid heat pump | 80 | 80 | Basement | Y | 2.4629
US | WV | Hybrid heat pump | 80 | 80 | Garage | Y | 2.3312
US | WV | Hybrid heat pump | 80 | 80 | Vented closet | Y | 1.7958
US | WV | Electric resistance | 50 | 50 | Indoors | Y | 0.95265
US | WV | Electric resistance | 80 | 80 | Indoors | Y | 0.95358
US | WV | Pure heat pump | 39.6 | 40 | Split system | Y | 3.1093
US | WV | Pure heat pump | 83.2 | 80 | Split system | Y | 3.108
US | WY | Hybrid heat pump | 50 | 50 | Basement | Y | 2.1474
US | WY | Hybrid heat pump | 50 | 50 | Garage | Y | 1.8409
US | WY | Hybrid heat pump | 50 | 50 | Vented closet | Y | 1.3321
US | WY | Hybrid heat pump | 80 | 80 | Basement | Y | 2.4209
US | WY | Hybrid heat pump | 80 | 80 | Garage | Y | 2.0512
US | WY | Hybrid heat pump | 80 | 80 | Vented closet | Y | 1.4496
US | WY | Electric resistance | 50 | 50 | Indoors | Y | 0.95442
US | WY | Electric resistance | 80 | 80 | Indoors | Y | 0.95496
US | WY | Pure heat pump | 39.6 | 40 | Split system | Y | 2.9812
US | WY | Pure heat pump | 83.2 | 80 | Split system | Y | 2.9892
Desert | AZ | Hybrid heat pump | 50 | 50 | Basement | Y | 2.3941
Desert | AZ | Hybrid heat pump | 50 | 50 | Garage | Y | 2.606
Desert | AZ | Hybrid heat pump | 50 | 50 | Vented closet | Y | 2.5025
Desert | AZ | Hybrid heat pump | 80 | 80 | Basement | Y | 2.456
Desert | AZ | Hybrid heat pump | 80 | 80 | Garage | Y | 2.6664
Desert | AZ | Hybrid heat pump | 80 | 80 | Vented closet | Y | 2.589
Desert | AZ | Electric resistance | 50 | 50 | Indoors | Y | 0.94991
Desert | AZ | Electric resistance | 80 | 80 | Indoors | Y | 0.9519
Desert | AZ | Pure heat pump | 39.6 | 40 | Split system | Y | 3.2328
Desert | AZ | Pure heat pump | 83.2 | 80 | Split system | Y | 3.2806
Desert | CA | Hybrid heat pump | 50 | 50 | Basement | Y | 2.4065
Desert | CA | Hybrid heat pump | 50 | 50 | Garage | Y | 2.5305
Desert | CA | Hybrid heat pump | 50 | 50 | Vented closet | Y | 2.4058
Desert | CA | Hybrid heat pump | 80 | 80 | Basement | Y | 2.4353
Desert | CA | Hybrid heat pump | 80 | 80 | Garage | Y | 2.5508
Desert | CA | Hybrid heat pump | 80 | 80 | Vented closet | Y | 2.4479
Desert | CA | Electric resistance | 50 | 50 | Indoors | Y | 0.94103
Desert | CA | Electric resistance | 80 | 80 | Indoors | Y | 0.94298
Desert | CA | Pure heat pump | 39.6 | 40 | Split system | Y | 3.1522
Desert | CA | Pure heat pump | 83.2 | 80 | Split system | Y | 3.1848
Desert | NM | Hybrid heat pump | 50 | 50 | Basement | Y | 2.3277
Desert | NM | Hybrid heat pump | 50 | 50 | Garage | Y | 2.3181
Desert | NM | Hybrid heat pump | 50 | 50 | Vented closet | Y | 1.9177
Desert | NM | Hybrid heat pump | 80 | 80 | Basement | Y | 2.4106
Desert | NM | Hybrid heat pump | 80 | 80 | Garage | Y | 2.4122
Desert | NM | Hybrid heat pump | 80 | 80 | Vented closet | Y | 2.1241
Desert | NM | Electric resistance | 50 | 50 | Indoors | Y | 0.94495
Desert | NM | Electric resistance | 80 | 80 | Indoors | Y | 0.94622
Desert | NM | Pure heat pump | 39.6 | 40 | Split system | Y | 3.0321
Desert | NM | Pure heat pump | 83.2 | 80 | Split system | Y | 3.081
Desert | NV | Hybrid heat pump | 50 | 50 | Basement | Y | 2.3582
Desert | NV | Hybrid heat pump | 50 | 50 | Garage | Y | 2.456
Desert | NV | Hybrid heat pump | 50 | 50 | Vented closet | Y | 2.2405
Desert | NV | Hybrid heat pump | 80 | 80 | Basement | Y | 2.4391
Desert | NV | Hybrid heat pump | 80 | 80 | Garage | Y | 2.5417
Desert | NV | Hybrid heat pump | 80 | 80 | Vented closet | Y | 2.383
Desert | NV | Electric resistance | 50 | 50 | Indoors | Y | 0.94804
Desert | NV | Electric resistance | 80 | 80 | Indoors | Y | 0.94971
Desert | NV | Pure heat pump | 39.6 | 40 | Split system | Y | 3.1657
Desert | NV | Pure heat pump | 83.2 | 80 | Split system | Y | 3.2003
Note on G3: Indicates which draw pattern to use in the 50-state analysis for southwestern states

## US Data by Location and HH Size
US Data by Location and Household Size
Draw profile | State | HPWH model | HPWH size rounded | Location | Nb persons | Annual COP | Combined analysis
US | AK | Hybrid heat pump | 50 | Garage | 1 | 1.642 | Y
US | AK | Hybrid heat pump | 50 | Garage | 2 | 1.7718 | Y
US | AK | Hybrid heat pump | 50 | Garage | 3 | 1.749 | Y
US | AK | Hybrid heat pump | 50 | Garage | 4 | 1.5726 | Y
US | AK | Hybrid heat pump | 50 | Garage | 5+ | 1.4617 | Y
US | AK | Hybrid heat pump | 50 | Basement | 1 | 2.1028 | Y
US | AK | Hybrid heat pump | 50 | Basement | 2 | 2.2634 | Y
US | AK | Hybrid heat pump | 50 | Basement | 3 | 2.161 | Y
US | AK | Hybrid heat pump | 50 | Basement | 4 | 1.8333 | Y
US | AK | Hybrid heat pump | 50 | Basement | 5+ | 1.6276 | Y
US | AK | Hybrid heat pump | 50 | Vented closet | 1 | 1.1092 | Y
US | AK | Hybrid heat pump | 50 | Vented closet | 2 | 1.208 | Y
US | AK | Hybrid heat pump | 50 | Vented closet | 3 | 1.2441 | Y
US | AK | Hybrid heat pump | 50 | Vented closet | 4 | 1.2078 | Y
US | AK | Hybrid heat pump | 50 | Vented closet | 5+ | 1.206 | Y
US | AK | Hybrid heat pump | 80 | Garage | 1 | 1.7124 | Y
US | AK | Hybrid heat pump | 80 | Garage | 2 | 1.8649 | Y
US | AK | Hybrid heat pump | 80 | Garage | 3 | 1.956 | Y
US | AK | Hybrid heat pump | 80 | Garage | 4 | 1.8503 | Y
US | AK | Hybrid heat pump | 80 | Garage | 5+ | 1.8499 | Y
US | AK | Hybrid heat pump | 80 | Basement | 1 | 2.1977 | Y
US | AK | Hybrid heat pump | 80 | Basement | 2 | 2.4085 | Y
US | AK | Hybrid heat pump | 80 | Basement | 3 | 2.5171 | Y
US | AK | Hybrid heat pump | 80 | Basement | 4 | 2.3389 | Y
US | AK | Hybrid heat pump | 80 | Basement | 5+ | 2.244 | Y
US | AK | Hybrid heat pump | 80 | Vented closet | 1 | 1.184 | Y
US | AK | Hybrid heat pump | 80 | Vented closet | 2 | 1.2615 | Y
US | AK | Hybrid heat pump | 80 | Vented closet | 3 | 1.3122 | Y
US | AK | Hybrid heat pump | 80 | Vented closet | 4 | 1.2918 | Y
US | AK | Hybrid heat pump | 80 | Vented closet | 5+ | 1.3008 | Y
US | AK | Electric resistance | 50 | Indoors | 1 | 0.93069 | Y
US | AK | Electric resistance | 50 | Indoors | 2 | 0.95216 | Y
US | AK | Electric resistance | 50 | Indoors | 3 | 0.96408 | Y
US | AK | Electric resistance | 50 | Indoors | 4 | 0.97078 | Y
US | AK | Electric resistance | 50 | Indoors | 5+ | 0.98006 | Y
US | AK | Electric resistance | 80 | Indoors | 1 | 0.93123 | Y
US | AK | Electric resistance | 80 | Indoors | 2 | 0.95254 | Y
US | AK | Electric resistance | 80 | Indoors | 3 | 0.96457 | Y
US | AK | Electric resistance | 80 | Indoors | 4 | 0.97104 | Y
US | AK | Electric resistance | 80 | Indoors | 5+ | 0.98003 | Y
US | AK | Pure heat pump | 40 | Split system | 1 | 2.4833 | Y
US | AK | Pure heat pump | 40 | Split system | 2 | 2.8483 | Y
US | AK | Pure heat pump | 40 | Split system | 3 | 2.9921 | Y
US | AK | Pure heat pump | 40 | Split system | 4 | 3.0642 | Y
US | AK | Pure heat pump | 40 | Split system | 5+ | 3.2059 | Y
US | AK | Pure heat pump | 80 | Split system | 1 | 2.566 | Y
US | AK | Pure heat pump | 80 | Split system | 2 | 2.8174 | Y
US | AK | Pure heat pump | 80 | Split system | 3 | 2.9361 | Y
US | AK | Pure heat pump | 80 | Split system | 4 | 2.9958 | Y
US | AK | Pure heat pump | 80 | Split system | 5+ | 3.1096 | Y
US | AL | Hybrid heat pump | 50 | Garage | 1 | 2.3835 | Y
US | AL | Hybrid heat pump | 50 | Garage | 2 | 2.5926 | Y
US | AL | Hybrid heat pump | 50 | Garage | 3 | 2.6234 | Y
US | AL | Hybrid heat pump | 50 | Garage | 4 | 2.2416 | Y
US | AL | Hybrid heat pump | 50 | Garage | 5+ | 2.1619 | Y
US | AL | Hybrid heat pump | 50 | Basement | 1 | 2.2858 | Y
US | AL | Hybrid heat pump | 50 | Basement | 2 | 2.4852 | Y
US | AL | Hybrid heat pump | 50 | Basement | 3 | 2.5133 | Y
US | AL | Hybrid heat pump | 50 | Basement | 4 | 2.1787 | Y
US | AL | Hybrid heat pump | 50 | Basement | 5+ | 2.1012 | Y
US | AL | Hybrid heat pump | 50 | Vented closet | 1 | 2.1391 | Y
US | AL | Hybrid heat pump | 50 | Vented closet | 2 | 2.2785 | Y
US | AL | Hybrid heat pump | 50 | Vented closet | 3 | 2.339 | Y
US | AL | Hybrid heat pump | 50 | Vented closet | 4 | 2.0289 | Y
US | AL | Hybrid heat pump | 50 | Vented closet | 5+ | 1.9837 | Y
US | AL | Hybrid heat pump | 80 | Garage | 1 | 2.3676 | Y
US | AL | Hybrid heat pump | 80 | Garage | 2 | 2.6274 | Y
US | AL | Hybrid heat pump | 80 | Garage | 3 | 2.8125 | Y
US | AL | Hybrid heat pump | 80 | Garage | 4 | 2.6894 | Y
US | AL | Hybrid heat pump | 80 | Garage | 5+ | 2.7121 | Y
US | AL | Hybrid heat pump | 80 | Basement | 1 | 2.256 | Y
US | AL | Hybrid heat pump | 80 | Basement | 2 | 2.5239 | Y
US | AL | Hybrid heat pump | 80 | Basement | 3 | 2.7004 | Y
US | AL | Hybrid heat pump | 80 | Basement | 4 | 2.5986 | Y
US | AL | Hybrid heat pump | 80 | Basement | 5+ | 2.624 | Y
US | AL | Hybrid heat pump | 80 | Vented closet | 1 | 2.2247 | Y
US | AL | Hybrid heat pump | 80 | Vented closet | 2 | 2.4126 | Y
US | AL | Hybrid heat pump | 80 | Vented closet | 3 | 2.5294 | Y
US | AL | Hybrid heat pump | 80 | Vented closet | 4 | 2.4381 | Y
US | AL | Hybrid heat pump | 80 | Vented closet | 5+ | 2.4037 | Y
US | AL | Electric resistance | 50 | Indoors | 1 | 0.92839 | Y
US | AL | Electric resistance | 50 | Indoors | 2 | 0.95089 | Y
US | AL | Electric resistance | 50 | Indoors | 3 | 0.96324 | Y
US | AL | Electric resistance | 50 | Indoors | 4 | 0.96982 | Y
US | AL | Electric resistance | 50 | Indoors | 5+ | 0.9791 | Y
US | AL | Electric resistance | 80 | Indoors | 1 | 0.9308 | Y
US | AL | Electric resistance | 80 | Indoors | 2 | 0.95214 | Y
US | AL | Electric resistance | 80 | Indoors | 3 | 0.96392 | Y
US | AL | Electric resistance | 80 | Indoors | 4 | 0.97082 | Y
US | AL | Electric resistance | 80 | Indoors | 5+ | 0.97929 | Y
US | AL | Pure heat pump | 40 | Split system | 1 | 2.9221 | Y
US | AL | Pure heat pump | 40 | Split system | 2 | 3.2766 | Y
US | AL | Pure heat pump | 40 | Split system | 3 | 3.4471 | Y
US | AL | Pure heat pump | 40 | Split system | 4 | 3.5072 | Y
US | AL | Pure heat pump | 40 | Split system | 5+ | 3.6904 | Y
US | AL | Pure heat pump | 80 | Split system | 1 | 3.0365 | Y
US | AL | Pure heat pump | 80 | Split system | 2 | 3.2937 | Y
US | AL | Pure heat pump | 80 | Split system | 3 | 3.4082 | Y
US | AL | Pure heat pump | 80 | Split system | 4 | 3.4496 | Y
US | AL | Pure heat pump | 80 | Split system | 5+ | 3.6393 | Y
US | AR | Hybrid heat pump | 50 | Garage | 1 | 2.2302 | Y
US | AR | Hybrid heat pump | 50 | Garage | 2 | 2.4614 | Y
US | AR | Hybrid heat pump | 50 | Garage | 3 | 2.4064 | Y
US | AR | Hybrid heat pump | 50 | Garage | 4 | 2.0859 | Y
US | AR | Hybrid heat pump | 50 | Garage | 5+ | 1.9446 | Y
US | AR | Hybrid heat pump | 50 | Basement | 1 | 2.2464 | Y
US | AR | Hybrid heat pump | 50 | Basement | 2 | 2.4642 | Y
US | AR | Hybrid heat pump | 50 | Basement | 3 | 2.408 | Y
US | AR | Hybrid heat pump | 50 | Basement | 4 | 2.0814 | Y
US | AR | Hybrid heat pump | 50 | Basement | 5+ | 1.9295 | Y
US | AR | Hybrid heat pump | 50 | Vented closet | 1 | 1.8116 | Y
US | AR | Hybrid heat pump | 50 | Vented closet | 2 | 1.9572 | Y
US | AR | Hybrid heat pump | 50 | Vented closet | 3 | 1.9958 | Y
US | AR | Hybrid heat pump | 50 | Vented closet | 4 | 1.7899 | Y
US | AR | Hybrid heat pump | 50 | Vented closet | 5+ | 1.7376 | Y
US | AR | Hybrid heat pump | 80 | Garage | 1 | 2.2883 | Y
US | AR | Hybrid heat pump | 80 | Garage | 2 | 2.5206 | Y
US | AR | Hybrid heat pump | 80 | Garage | 3 | 2.7156 | Y
US | AR | Hybrid heat pump | 80 | Garage | 4 | 2.5257 | Y
US | AR | Hybrid heat pump | 80 | Garage | 5+ | 2.5265 | Y
US | AR | Hybrid heat pump | 80 | Basement | 1 | 2.2549 | Y
US | AR | Hybrid heat pump | 80 | Basement | 2 | 2.5117 | Y
US | AR | Hybrid heat pump | 80 | Basement | 3 | 2.6928 | Y
US | AR | Hybrid heat pump | 80 | Basement | 4 | 2.5334 | Y
US | AR | Hybrid heat pump | 80 | Basement | 5+ | 2.5329 | Y
US | AR | Hybrid heat pump | 80 | Vented closet | 1 | 1.9665 | Y
US | AR | Hybrid heat pump | 80 | Vented closet | 2 | 2.0928 | Y
US | AR | Hybrid heat pump | 80 | Vented closet | 3 | 2.2178 | Y
US | AR | Hybrid heat pump | 80 | Vented closet | 4 | 2.0762 | Y
US | AR | Hybrid heat pump | 80 | Vented closet | 5+ | 2.0531 | Y
US | AR | Electric resistance | 50 | Indoors | 1 | 0.9305 | Y
US | AR | Electric resistance | 50 | Indoors | 2 | 0.95209 | Y
US | AR | Electric resistance | 50 | Indoors | 3 | 0.96411 | Y
US | AR | Electric resistance | 50 | Indoors | 4 | 0.97052 | Y
US | AR | Electric resistance | 50 | Indoors | 5+ | 0.97963 | Y
US | AR | Electric resistance | 80 | Indoors | 1 | 0.93195 | Y
US | AR | Electric resistance | 80 | Indoors | 2 | 0.95308 | Y
US | AR | Electric resistance | 80 | Indoors | 3 | 0.96469 | Y
US | AR | Electric resistance | 80 | Indoors | 4 | 0.97137 | Y
US | AR | Electric resistance | 80 | Indoors | 5+ | 0.97984 | Y
US | AR | Pure heat pump | 40 | Split system | 1 | 2.8543 | Y
US | AR | Pure heat pump | 40 | Split system | 2 | 3.1942 | Y
US | AR | Pure heat pump | 40 | Split system | 3 | 3.3493 | Y
US | AR | Pure heat pump | 40 | Split system | 4 | 3.4189 | Y
US | AR | Pure heat pump | 40 | Split system | 5+ | 3.6059 | Y
US | AR | Pure heat pump | 80 | Split system | 1 | 2.9592 | Y
US | AR | Pure heat pump | 80 | Split system | 2 | 3.2037 | Y
US | AR | Pure heat pump | 80 | Split system | 3 | 3.331 | Y
US | AR | Pure heat pump | 80 | Split system | 4 | 3.3589 | Y
US | AR | Pure heat pump | 80 | Split system | 5+ | 3.5386 | Y
US | AZ | Hybrid heat pump | 50 | Garage | 1 | 2.4997 | Y
US | AZ | Hybrid heat pump | 50 | Garage | 2 | 2.7021 | Y
US | AZ | Hybrid heat pump | 50 | Garage | 3 | 2.8016 | Y
US | AZ | Hybrid heat pump | 50 | Garage | 4 | 2.3975 | Y
US | AZ | Hybrid heat pump | 50 | Garage | 5+ | 2.3735 | Y
US | AZ | Hybrid heat pump | 50 | Basement | 1 | 2.286 | Y
US | AZ | Hybrid heat pump | 50 | Basement | 2 | 2.4894 | Y
US | AZ | Hybrid heat pump | 50 | Basement | 3 | 2.5612 | Y
US | AZ | Hybrid heat pump | 50 | Basement | 4 | 2.2508 | Y
US | AZ | Hybrid heat pump | 50 | Basement | 5+ | 2.2218 | Y
US | AZ | Hybrid heat pump | 50 | Vented closet | 1 | 2.4093 | Y
US | AZ | Hybrid heat pump | 50 | Vented closet | 2 | 2.5819 | Y
US | AZ | Hybrid heat pump | 50 | Vented closet | 3 | 2.6886 | Y
US | AZ | Hybrid heat pump | 50 | Vented closet | 4 | 2.2756 | Y
US | AZ | Hybrid heat pump | 50 | Vented closet | 5+ | 2.3026 | Y
US | AZ | Hybrid heat pump | 80 | Garage | 1 | 2.482 | Y
US | AZ | Hybrid heat pump | 80 | Garage | 2 | 2.7428 | Y
US | AZ | Hybrid heat pump | 80 | Garage | 3 | 2.9544 | Y
US | AZ | Hybrid heat pump | 80 | Garage | 4 | 2.8346 | Y
US | AZ | Hybrid heat pump | 80 | Garage | 5+ | 2.8507 | Y
US | AZ | Hybrid heat pump | 80 | Basement | 1 | 2.2657 | Y
US | AZ | Hybrid heat pump | 80 | Basement | 2 | 2.5323 | Y
US | AZ | Hybrid heat pump | 80 | Basement | 3 | 2.7241 | Y
US | AZ | Hybrid heat pump | 80 | Basement | 4 | 2.646 | Y
US | AZ | Hybrid heat pump | 80 | Basement | 5+ | 2.6726 | Y
US | AZ | Hybrid heat pump | 80 | Vented closet | 1 | 2.4343 | Y
US | AZ | Hybrid heat pump | 80 | Vented closet | 2 | 2.6537 | Y
US | AZ | Hybrid heat pump | 80 | Vented closet | 3 | 2.8503 | Y
US | AZ | Hybrid heat pump | 80 | Vented closet | 4 | 2.7369 | Y
US | AZ | Hybrid heat pump | 80 | Vented closet | 5+ | 2.7501 | Y
US | AZ | Electric resistance | 50 | Indoors | 1 | 0.93528 | Y
US | AZ | Electric resistance | 50 | Indoors | 2 | 0.95588 | Y
US | AZ | Electric resistance | 50 | Indoors | 3 | 0.96711 | Y
US | AZ | Electric resistance | 50 | Indoors | 4 | 0.97286 | Y
US | AZ | Electric resistance | 50 | Indoors | 5+ | 0.98091 | Y
US | AZ | Electric resistance | 80 | Indoors | 1 | 0.93825 | Y
US | AZ | Electric resistance | 80 | Indoors | 2 | 0.95765 | Y
US | AZ | Electric resistance | 80 | Indoors | 3 | 0.96787 | Y
US | AZ | Electric resistance | 80 | Indoors | 4 | 0.97357 | Y
US | AZ | Electric resistance | 80 | Indoors | 5+ | 0.98157 | Y
US | AZ | Pure heat pump | 40 | Split system | 1 | 2.9969 | Y
US | AZ | Pure heat pump | 40 | Split system | 2 | 3.2951 | Y
US | AZ | Pure heat pump | 40 | Split system | 3 | 3.522 | Y
US | AZ | Pure heat pump | 40 | Split system | 4 | 3.5517 | Y
US | AZ | Pure heat pump | 40 | Split system | 5+ | 3.7755 | Y
US | AZ | Pure heat pump | 80 | Split system | 1 | 3.1173 | Y
US | AZ | Pure heat pump | 80 | Split system | 2 | 3.3902 | Y
US | AZ | Pure heat pump | 80 | Split system | 3 | 3.5195 | Y
US | AZ | Pure heat pump | 80 | Split system | 4 | 3.4565 | Y
US | AZ | Pure heat pump | 80 | Split system | 5+ | 3.6798 | Y
US | CA | Hybrid heat pump | 50 | Garage | 1 | 2.4115 | Y
US | CA | Hybrid heat pump | 50 | Garage | 2 | 2.6173 | Y
US | CA | Hybrid heat pump | 50 | Garage | 3 | 2.7535 | Y
US | CA | Hybrid heat pump | 50 | Garage | 4 | 2.3416 | Y
US | CA | Hybrid heat pump | 50 | Garage | 5+ | 2.295 | Y
US | CA | Hybrid heat pump | 50 | Basement | 1 | 2.289 | Y
US | CA | Hybrid heat pump | 50 | Basement | 2 | 2.4859 | Y
US | CA | Hybrid heat pump | 50 | Basement | 3 | 2.6024 | Y
US | CA | Hybrid heat pump | 50 | Basement | 4 | 2.2546 | Y
US | CA | Hybrid heat pump | 50 | Basement | 5+ | 2.2042 | Y
US | CA | Hybrid heat pump | 50 | Vented closet | 1 | 2.2959 | Y
US | CA | Hybrid heat pump | 50 | Vented closet | 2 | 2.4745 | Y
US | CA | Hybrid heat pump | 50 | Vented closet | 3 | 2.5853 | Y
US | CA | Hybrid heat pump | 50 | Vented closet | 4 | 2.2107 | Y
US | CA | Hybrid heat pump | 50 | Vented closet | 5+ | 2.1798 | Y
US | CA | Hybrid heat pump | 80 | Garage | 1 | 2.3754 | Y
US | CA | Hybrid heat pump | 80 | Garage | 2 | 2.639 | Y
US | CA | Hybrid heat pump | 80 | Garage | 3 | 2.8254 | Y
US | CA | Hybrid heat pump | 80 | Garage | 4 | 2.7902 | Y
US | CA | Hybrid heat pump | 80 | Garage | 5+ | 2.8431 | Y
US | CA | Hybrid heat pump | 80 | Basement | 1 | 2.2501 | Y
US | CA | Hybrid heat pump | 80 | Basement | 2 | 2.5184 | Y
US | CA | Hybrid heat pump | 80 | Basement | 3 | 2.6843 | Y
US | CA | Hybrid heat pump | 80 | Basement | 4 | 2.6684 | Y
US | CA | Hybrid heat pump | 80 | Basement | 5+ | 2.7202 | Y
US | CA | Hybrid heat pump | 80 | Vented closet | 1 | 2.2963 | Y
US | CA | Hybrid heat pump | 80 | Vented closet | 2 | 2.5249 | Y
US | CA | Hybrid heat pump | 80 | Vented closet | 3 | 2.674 | Y
US | CA | Hybrid heat pump | 80 | Vented closet | 4 | 2.6683 | Y
US | CA | Hybrid heat pump | 80 | Vented closet | 5+ | 2.7101 | Y
US | CA | Electric resistance | 50 | Indoors | 1 | 0.92518 | Y
US | CA | Electric resistance | 50 | Indoors | 2 | 0.94881 | Y
US | CA | Electric resistance | 50 | Indoors | 3 | 0.96171 | Y
US | CA | Electric resistance | 50 | Indoors | 4 | 0.96833 | Y
US | CA | Electric resistance | 50 | Indoors | 5+ | 0.97826 | Y
US | CA | Electric resistance | 80 | Indoors | 1 | 0.92777 | Y
US | CA | Electric resistance | 80 | Indoors | 2 | 0.95037 | Y
US | CA | Electric resistance | 80 | Indoors | 3 | 0.96276 | Y
US | CA | Electric resistance | 80 | Indoors | 4 | 0.96914 | Y
US | CA | Electric resistance | 80 | Indoors | 5+ | 0.97834 | Y
US | CA | Pure heat pump | 40 | Split system | 1 | 2.8843 | Y
US | CA | Pure heat pump | 40 | Split system | 2 | 3.2666 | Y
US | CA | Pure heat pump | 40 | Split system | 3 | 3.4736 | Y
US | CA | Pure heat pump | 40 | Split system | 4 | 3.5147 | Y
US | CA | Pure heat pump | 40 | Split system | 5+ | 3.7195 | Y
US | CA | Pure heat pump | 80 | Split system | 1 | 3.0255 | Y
US | CA | Pure heat pump | 80 | Split system | 2 | 3.2905 | Y
US | CA | Pure heat pump | 80 | Split system | 3 | 3.4356 | Y
US | CA | Pure heat pump | 80 | Split system | 4 | 3.4471 | Y
US | CA | Pure heat pump | 80 | Split system | 5+ | 3.68 | Y
US | CO | Hybrid heat pump | 50 | Garage | 1 | 1.9479 | Y
US | CO | Hybrid heat pump | 50 | Garage | 2 | 2.1224 | Y
US | CO | Hybrid heat pump | 50 | Garage | 3 | 2.0861 | Y
US | CO | Hybrid heat pump | 50 | Garage | 4 | 1.8264 | Y
US | CO | Hybrid heat pump | 50 | Garage | 5+ | 1.6694 | Y
US | CO | Hybrid heat pump | 50 | Basement | 1 | 2.1773 | Y
US | CO | Hybrid heat pump | 50 | Basement | 2 | 2.3715 | Y
US | CO | Hybrid heat pump | 50 | Basement | 3 | 2.2681 | Y
US | CO | Hybrid heat pump | 50 | Basement | 4 | 1.9586 | Y
US | CO | Hybrid heat pump | 50 | Basement | 5+ | 1.741 | Y
US | CO | Hybrid heat pump | 50 | Vented closet | 1 | 1.4191 | Y
US | CO | Hybrid heat pump | 50 | Vented closet | 2 | 1.514 | Y
US | CO | Hybrid heat pump | 50 | Vented closet | 3 | 1.5539 | Y
US | CO | Hybrid heat pump | 50 | Vented closet | 4 | 1.4524 | Y
US | CO | Hybrid heat pump | 50 | Vented closet | 5+ | 1.4218 | Y
US | CO | Hybrid heat pump | 80 | Garage | 1 | 2.0664 | Y
US | CO | Hybrid heat pump | 80 | Garage | 2 | 2.2601 | Y
US | CO | Hybrid heat pump | 80 | Garage | 3 | 2.4087 | Y
US | CO | Hybrid heat pump | 80 | Garage | 4 | 2.2096 | Y
US | CO | Hybrid heat pump | 80 | Garage | 5+ | 2.2177 | Y
US | CO | Hybrid heat pump | 80 | Basement | 1 | 2.24 | Y
US | CO | Hybrid heat pump | 80 | Basement | 2 | 2.4781 | Y
US | CO | Hybrid heat pump | 80 | Basement | 3 | 2.6551 | Y
US | CO | Hybrid heat pump | 80 | Basement | 4 | 2.447 | Y
US | CO | Hybrid heat pump | 80 | Basement | 5+ | 2.4287 | Y
US | CO | Hybrid heat pump | 80 | Vented closet | 1 | 1.6277 | Y
US | CO | Hybrid heat pump | 80 | Vented closet | 2 | 1.6996 | Y
US | CO | Hybrid heat pump | 80 | Vented closet | 3 | 1.7412 | Y
US | CO | Hybrid heat pump | 80 | Vented closet | 4 | 1.5964 | Y
US | CO | Hybrid heat pump | 80 | Vented closet | 5+ | 1.5989 | Y
US | CO | Electric resistance | 50 | Indoors | 1 | 0.92992 | Y
US | CO | Electric resistance | 50 | Indoors | 2 | 0.95161 | Y
US | CO | Electric resistance | 50 | Indoors | 3 | 0.96374 | Y
US | CO | Electric resistance | 50 | Indoors | 4 | 0.97044 | Y
US | CO | Electric resistance | 50 | Indoors | 5+ | 0.97967 | Y
US | CO | Electric resistance | 80 | Indoors | 1 | 0.93106 | Y
US | CO | Electric resistance | 80 | Indoors | 2 | 0.95226 | Y
US | CO | Electric resistance | 80 | Indoors | 3 | 0.96415 | Y
US | CO | Electric resistance | 80 | Indoors | 4 | 0.97099 | Y
US | CO | Electric resistance | 80 | Indoors | 5+ | 0.97977 | Y
US | CO | Pure heat pump | 40 | Split system | 1 | 2.6892 | Y
US | CO | Pure heat pump | 40 | Split system | 2 | 3.0372 | Y
US | CO | Pure heat pump | 40 | Split system | 3 | 3.1674 | Y
US | CO | Pure heat pump | 40 | Split system | 4 | 3.2492 | Y
US | CO | Pure heat pump | 40 | Split system | 5+ | 3.4522 | Y
US | CO | Pure heat pump | 80 | Split system | 1 | 2.8223 | Y
US | CO | Pure heat pump | 80 | Split system | 2 | 3.0607 | Y
US | CO | Pure heat pump | 80 | Split system | 3 | 3.1455 | Y
US | CO | Pure heat pump | 80 | Split system | 4 | 3.2291 | Y
US | CO | Pure heat pump | 80 | Split system | 5+ | 3.4069 | Y
US | CT | Hybrid heat pump | 50 | Garage | 1 | 2.0045 | Y
US | CT | Hybrid heat pump | 50 | Garage | 2 | 2.1832 | Y
US | CT | Hybrid heat pump | 50 | Garage | 3 | 2.1509 | Y
US | CT | Hybrid heat pump | 50 | Garage | 4 | 1.8761 | Y
US | CT | Hybrid heat pump | 50 | Garage | 5+ | 1.7134 | Y
US | CT | Hybrid heat pump | 50 | Basement | 1 | 2.1641 | Y
US | CT | Hybrid heat pump | 50 | Basement | 2 | 2.3668 | Y
US | CT | Hybrid heat pump | 50 | Basement | 3 | 2.3004 | Y
US | CT | Hybrid heat pump | 50 | Basement | 4 | 1.9844 | Y
US | CT | Hybrid heat pump | 50 | Basement | 5+ | 1.7715 | Y
US | CT | Hybrid heat pump | 50 | Vented closet | 1 | 1.4616 | Y
US | CT | Hybrid heat pump | 50 | Vented closet | 2 | 1.586 | Y
US | CT | Hybrid heat pump | 50 | Vented closet | 3 | 1.6164 | Y
US | CT | Hybrid heat pump | 50 | Vented closet | 4 | 1.5077 | Y
US | CT | Hybrid heat pump | 50 | Vented closet | 5+ | 1.469 | Y
US | CT | Hybrid heat pump | 80 | Garage | 1 | 2.1023 | Y
US | CT | Hybrid heat pump | 80 | Garage | 2 | 2.3187 | Y
US | CT | Hybrid heat pump | 80 | Garage | 3 | 2.4511 | Y
US | CT | Hybrid heat pump | 80 | Garage | 4 | 2.2834 | Y
US | CT | Hybrid heat pump | 80 | Garage | 5+ | 2.2694 | Y
US | CT | Hybrid heat pump | 80 | Basement | 1 | 2.2418 | Y
US | CT | Hybrid heat pump | 80 | Basement | 2 | 2.483 | Y
US | CT | Hybrid heat pump | 80 | Basement | 3 | 2.6539 | Y
US | CT | Hybrid heat pump | 80 | Basement | 4 | 2.4695 | Y
US | CT | Hybrid heat pump | 80 | Basement | 5+ | 2.4424 | Y
US | CT | Hybrid heat pump | 80 | Vented closet | 1 | 1.5832 | Y
US | CT | Hybrid heat pump | 80 | Vented closet | 2 | 1.6776 | Y
US | CT | Hybrid heat pump | 80 | Vented closet | 3 | 1.7532 | Y
US | CT | Hybrid heat pump | 80 | Vented closet | 4 | 1.6783 | Y
US | CT | Hybrid heat pump | 80 | Vented closet | 5+ | 1.6809 | Y
US | CT | Electric resistance | 50 | Indoors | 1 | 0.92825 | Y
US | CT | Electric resistance | 50 | Indoors | 2 | 0.9505 | Y
US | CT | Electric resistance | 50 | Indoors | 3 | 0.96287 | Y
US | CT | Electric resistance | 50 | Indoors | 4 | 0.96971 | Y
US | CT | Electric resistance | 50 | Indoors | 5+ | 0.97918 | Y
US | CT | Electric resistance | 80 | Indoors | 1 | 0.92957 | Y
US | CT | Electric resistance | 80 | Indoors | 2 | 0.95125 | Y
US | CT | Electric resistance | 80 | Indoors | 3 | 0.96344 | Y
US | CT | Electric resistance | 80 | Indoors | 4 | 0.97028 | Y
US | CT | Electric resistance | 80 | Indoors | 5+ | 0.97924 | Y
US | CT | Pure heat pump | 40 | Split system | 1 | 2.718 | Y
US | CT | Pure heat pump | 40 | Split system | 2 | 3.0977 | Y
US | CT | Pure heat pump | 40 | Split system | 3 | 3.2323 | Y
US | CT | Pure heat pump | 40 | Split system | 4 | 3.3134 | Y
US | CT | Pure heat pump | 40 | Split system | 5+ | 3.4869 | Y
US | CT | Pure heat pump | 80 | Split system | 1 | 2.8197 | Y
US | CT | Pure heat pump | 80 | Split system | 2 | 3.0809 | Y
US | CT | Pure heat pump | 80 | Split system | 3 | 3.1932 | Y
US | CT | Pure heat pump | 80 | Split system | 4 | 3.2554 | Y
US | CT | Pure heat pump | 80 | Split system | 5+ | 3.4126 | Y
US | DE | Hybrid heat pump | 50 | Garage | 1 | 2.05 | N
US | DE | Hybrid heat pump | 50 | Garage | 2 | 2.235 | N
US | DE | Hybrid heat pump | 50 | Garage | 3 | 2.2414 | N
US | DE | Hybrid heat pump | 50 | Garage | 4 | 1.9386 | N
US | DE | Hybrid heat pump | 50 | Garage | 5+ | 1.7684 | N
US | DE | Hybrid heat pump | 50 | Basement | 1 | 2.173 | N
US | DE | Hybrid heat pump | 50 | Basement | 2 | 2.3855 | N
US | DE | Hybrid heat pump | 50 | Basement | 3 | 2.3178 | N
US | DE | Hybrid heat pump | 50 | Basement | 4 | 2.0048 | N
US | DE | Hybrid heat pump | 50 | Basement | 5+ | 1.7953 | N
US | DE | Hybrid heat pump | 50 | Vented closet | 1 | 1.4958 | N
US | DE | Hybrid heat pump | 50 | Vented closet | 2 | 1.6359 | N
US | DE | Hybrid heat pump | 50 | Vented closet | 3 | 1.6832 | N
US | DE | Hybrid heat pump | 50 | Vented closet | 4 | 1.5686 | N
US | DE | Hybrid heat pump | 50 | Vented closet | 5+ | 1.5387 | N
US | DE | Hybrid heat pump | 80 | Garage | 1 | 2.1668 | N
US | DE | Hybrid heat pump | 80 | Garage | 2 | 2.4056 | N
US | DE | Hybrid heat pump | 80 | Garage | 3 | 2.5376 | N
US | DE | Hybrid heat pump | 80 | Garage | 4 | 2.3556 | N
US | DE | Hybrid heat pump | 80 | Garage | 5+ | 2.3496 | N
US | DE | Hybrid heat pump | 80 | Basement | 1 | 2.2469 | N
US | DE | Hybrid heat pump | 80 | Basement | 2 | 2.4941 | N
US | DE | Hybrid heat pump | 80 | Basement | 3 | 2.673 | N
US | DE | Hybrid heat pump | 80 | Basement | 4 | 2.4922 | N
US | DE | Hybrid heat pump | 80 | Basement | 5+ | 2.4541 | N
US | DE | Hybrid heat pump | 80 | Vented closet | 1 | 1.6431 | N
US | DE | Hybrid heat pump | 80 | Vented closet | 2 | 1.7463 | N
US | DE | Hybrid heat pump | 80 | Vented closet | 3 | 1.8484 | N
US | DE | Hybrid heat pump | 80 | Vented closet | 4 | 1.7338 | N
US | DE | Hybrid heat pump | 80 | Vented closet | 5+ | 1.7626 | N
US | DE | Electric resistance | 50 | Indoors | 1 | 0.9296 | N
US | DE | Electric resistance | 50 | Indoors | 2 | 0.9512 | N
US | DE | Electric resistance | 50 | Indoors | 3 | 0.96343 | N
US | DE | Electric resistance | 50 | Indoors | 4 | 0.97013 | N
US | DE | Electric resistance | 50 | Indoors | 5+ | 0.97942 | N
US | DE | Electric resistance | 80 | Indoors | 1 | 0.93074 | N
US | DE | Electric resistance | 80 | Indoors | 2 | 0.95204 | N
US | DE | Electric resistance | 80 | Indoors | 3 | 0.96397 | N
US | DE | Electric resistance | 80 | Indoors | 4 | 0.97074 | N
US | DE | Electric resistance | 80 | Indoors | 5+ | 0.97952 | N
US | DE | Pure heat pump | 40 | Split system | 1 | 2.7615 | N
US | DE | Pure heat pump | 40 | Split system | 2 | 3.1258 | N
US | DE | Pure heat pump | 40 | Split system | 3 | 3.2675 | N
US | DE | Pure heat pump | 40 | Split system | 4 | 3.3481 | N
US | DE | Pure heat pump | 40 | Split system | 5+ | 3.5233 | N
US | DE | Pure heat pump | 80 | Split system | 1 | 2.8657 | N
US | DE | Pure heat pump | 80 | Split system | 2 | 3.1154 | N
US | DE | Pure heat pump | 80 | Split system | 3 | 3.2348 | N
US | DE | Pure heat pump | 80 | Split system | 4 | 3.2948 | N
US | DE | Pure heat pump | 80 | Split system | 5+ | 3.457 | N
US | FL | Hybrid heat pump | 50 | Garage | 1 | 2.5723 | N
US | FL | Hybrid heat pump | 50 | Garage | 2 | 2.8223 | N
US | FL | Hybrid heat pump | 50 | Garage | 3 | 3.0254 | N
US | FL | Hybrid heat pump | 50 | Garage | 4 | 2.6896 | N
US | FL | Hybrid heat pump | 50 | Garage | 5+ | 2.6504 | N
US | FL | Hybrid heat pump | 50 | Basement | 1 | 2.2808 | N
US | FL | Hybrid heat pump | 50 | Basement | 2 | 2.5252 | N
US | FL | Hybrid heat pump | 50 | Basement | 3 | 2.7113 | N
US | FL | Hybrid heat pump | 50 | Basement | 4 | 2.4581 | N
US | FL | Hybrid heat pump | 50 | Basement | 5+ | 2.4336 | N
US | FL | Hybrid heat pump | 50 | Vented closet | 1 | 2.5607 | N
US | FL | Hybrid heat pump | 50 | Vented closet | 2 | 2.7871 | N
US | FL | Hybrid heat pump | 50 | Vented closet | 3 | 2.9757 | N
US | FL | Hybrid heat pump | 50 | Vented closet | 4 | 2.6534 | N
US | FL | Hybrid heat pump | 50 | Vented closet | 5+ | 2.6175 | N
US | FL | Hybrid heat pump | 80 | Garage | 1 | 2.543 | N
US | FL | Hybrid heat pump | 80 | Garage | 2 | 2.8327 | N
US | FL | Hybrid heat pump | 80 | Garage | 3 | 3.0189 | N
US | FL | Hybrid heat pump | 80 | Garage | 4 | 3.0668 | N
US | FL | Hybrid heat pump | 80 | Garage | 5+ | 3.1807 | N
US | FL | Hybrid heat pump | 80 | Basement | 1 | 2.2563 | N
US | FL | Hybrid heat pump | 80 | Basement | 2 | 2.5515 | N
US | FL | Hybrid heat pump | 80 | Basement | 3 | 2.7223 | N
US | FL | Hybrid heat pump | 80 | Basement | 4 | 2.7835 | N
US | FL | Hybrid heat pump | 80 | Basement | 5+ | 2.8997 | N
US | FL | Hybrid heat pump | 80 | Vented closet | 1 | 2.5289 | N
US | FL | Hybrid heat pump | 80 | Vented closet | 2 | 2.8144 | N
US | FL | Hybrid heat pump | 80 | Vented closet | 3 | 2.9801 | N
US | FL | Hybrid heat pump | 80 | Vented closet | 4 | 3.0451 | N
US | FL | Hybrid heat pump | 80 | Vented closet | 5+ | 3.1607 | N
US | FL | Electric resistance | 50 | Indoors | 1 | 0.93122 | N
US | FL | Electric resistance | 50 | Indoors | 2 | 0.95336 | N
US | FL | Electric resistance | 50 | Indoors | 3 | 0.96477 | N
US | FL | Electric resistance | 50 | Indoors | 4 | 0.9709 | N
US | FL | Electric resistance | 50 | Indoors | 5+ | 0.97995 | N
US | FL | Electric resistance | 80 | Indoors | 1 | 0.93511 | N
US | FL | Electric resistance | 80 | Indoors | 2 | 0.95512 | N
US | FL | Electric resistance | 80 | Indoors | 3 | 0.96673 | N
US | FL | Electric resistance | 80 | Indoors | 4 | 0.97281 | N
US | FL | Electric resistance | 80 | Indoors | 5+ | 0.98015 | N
US | FL | Pure heat pump | 40 | Split system | 1 | 3.1266 | N
US | FL | Pure heat pump | 40 | Split system | 2 | 3.4473 | N
US | FL | Pure heat pump | 40 | Split system | 3 | 3.6365 | N
US | FL | Pure heat pump | 40 | Split system | 4 | 3.6572 | N
US | FL | Pure heat pump | 40 | Split system | 5+ | 3.8347 | N
US | FL | Pure heat pump | 80 | Split system | 1 | 3.209 | N
US | FL | Pure heat pump | 80 | Split system | 2 | 3.45 | N
US | FL | Pure heat pump | 80 | Split system | 3 | 3.5796 | N
US | FL | Pure heat pump | 80 | Split system | 4 | 3.5784 | N
US | FL | Pure heat pump | 80 | Split system | 5+ | 3.794 | N
US | GA | Hybrid heat pump | 50 | Garage | 1 | 2.3402 | Y
US | GA | Hybrid heat pump | 50 | Garage | 2 | 2.5486 | Y
US | GA | Hybrid heat pump | 50 | Garage | 3 | 2.5583 | Y
US | GA | Hybrid heat pump | 50 | Garage | 4 | 2.1892 | Y
US | GA | Hybrid heat pump | 50 | Garage | 5+ | 2.1024 | Y
US | GA | Hybrid heat pump | 50 | Basement | 1 | 2.2768 | Y
US | GA | Hybrid heat pump | 50 | Basement | 2 | 2.4778 | Y
US | GA | Hybrid heat pump | 50 | Basement | 3 | 2.4793 | Y
US | GA | Hybrid heat pump | 50 | Basement | 4 | 2.1399 | Y
US | GA | Hybrid heat pump | 50 | Basement | 5+ | 2.0502 | Y
US | GA | Hybrid heat pump | 50 | Vented closet | 1 | 2.0347 | Y
US | GA | Hybrid heat pump | 50 | Vented closet | 2 | 2.178 | Y
US | GA | Hybrid heat pump | 50 | Vented closet | 3 | 2.257 | Y
US | GA | Hybrid heat pump | 50 | Vented closet | 4 | 1.9536 | Y
US | GA | Hybrid heat pump | 50 | Vented closet | 5+ | 1.9026 | Y
US | GA | Hybrid heat pump | 80 | Garage | 1 | 2.3279 | Y
US | GA | Hybrid heat pump | 80 | Garage | 2 | 2.5835 | Y
US | GA | Hybrid heat pump | 80 | Garage | 3 | 2.7746 | Y
US | GA | Hybrid heat pump | 80 | Garage | 4 | 2.6262 | Y
US | GA | Hybrid heat pump | 80 | Garage | 5+ | 2.6371 | Y
US | GA | Hybrid heat pump | 80 | Basement | 1 | 2.2494 | Y
US | GA | Hybrid heat pump | 80 | Basement | 2 | 2.514 | Y
US | GA | Hybrid heat pump | 80 | Basement | 3 | 2.694 | Y
US | GA | Hybrid heat pump | 80 | Basement | 4 | 2.5634 | Y
US | GA | Hybrid heat pump | 80 | Basement | 5+ | 2.5778 | Y
US | GA | Hybrid heat pump | 80 | Vented closet | 1 | 2.1573 | Y
US | GA | Hybrid heat pump | 80 | Vented closet | 2 | 2.3328 | Y
US | GA | Hybrid heat pump | 80 | Vented closet | 3 | 2.4832 | Y
US | GA | Hybrid heat pump | 80 | Vented closet | 4 | 2.3239 | Y
US | GA | Hybrid heat pump | 80 | Vented closet | 5+ | 2.2839 | Y
US | GA | Electric resistance | 50 | Indoors | 1 | 0.92843 | Y
US | GA | Electric resistance | 50 | Indoors | 2 | 0.95081 | Y
US | GA | Electric resistance | 50 | Indoors | 3 | 0.96311 | Y
US | GA | Electric resistance | 50 | Indoors | 4 | 0.96978 | Y
US | GA | Electric resistance | 50 | Indoors | 5+ | 0.97907 | Y
US | GA | Electric resistance | 80 | Indoors | 1 | 0.9306 | Y
US | GA | Electric resistance | 80 | Indoors | 2 | 0.95197 | Y
US | GA | Electric resistance | 80 | Indoors | 3 | 0.96382 | Y
US | GA | Electric resistance | 80 | Indoors | 4 | 0.97072 | Y
US | GA | Electric resistance | 80 | Indoors | 5+ | 0.97927 | Y
US | GA | Pure heat pump | 40 | Split system | 1 | 2.8645 | Y
US | GA | Pure heat pump | 40 | Split system | 2 | 3.1921 | Y
US | GA | Pure heat pump | 40 | Split system | 3 | 3.4019 | Y
US | GA | Pure heat pump | 40 | Split system | 4 | 3.4563 | Y
US | GA | Pure heat pump | 40 | Split system | 5+ | 3.6458 | Y
US | GA | Pure heat pump | 80 | Split system | 1 | 2.9716 | Y
US | GA | Pure heat pump | 80 | Split system | 2 | 3.2409 | Y
US | GA | Pure heat pump | 80 | Split system | 3 | 3.379 | Y
US | GA | Pure heat pump | 80 | Split system | 4 | 3.3558 | Y
US | GA | Pure heat pump | 80 | Split system | 5+ | 3.5669 | Y
US | HI | Hybrid heat pump | 50 | Garage | 1 | 2.6401 | Y
US | HI | Hybrid heat pump | 50 | Garage | 2 | 2.9447 | Y
US | HI | Hybrid heat pump | 50 | Garage | 3 | 3.1422 | Y
US | HI | Hybrid heat pump | 50 | Garage | 4 | 2.9294 | Y
US | HI | Hybrid heat pump | 50 | Garage | 5+ | 2.9359 | Y
US | HI | Hybrid heat pump | 50 | Basement | 1 | 2.2683 | Y
US | HI | Hybrid heat pump | 50 | Basement | 2 | 2.5654 | Y
US | HI | Hybrid heat pump | 50 | Basement | 3 | 2.7511 | Y
US | HI | Hybrid heat pump | 50 | Basement | 4 | 2.621 | Y
US | HI | Hybrid heat pump | 50 | Basement | 5+ | 2.6268 | Y
US | HI | Hybrid heat pump | 50 | Vented closet | 1 | 2.6838 | Y
US | HI | Hybrid heat pump | 50 | Vented closet | 2 | 2.9731 | Y
US | HI | Hybrid heat pump | 50 | Vented closet | 3 | 3.1667 | Y
US | HI | Hybrid heat pump | 50 | Vented closet | 4 | 2.9634 | Y
US | HI | Hybrid heat pump | 50 | Vented closet | 5+ | 2.9764 | Y
US | HI | Hybrid heat pump | 80 | Garage | 1 | 2.6228 | Y
US | HI | Hybrid heat pump | 80 | Garage | 2 | 2.9196 | Y
US | HI | Hybrid heat pump | 80 | Garage | 3 | 3.0914 | Y
US | HI | Hybrid heat pump | 80 | Garage | 4 | 3.2122 | Y
US | HI | Hybrid heat pump | 80 | Garage | 5+ | 3.3867 | Y
US | HI | Hybrid heat pump | 80 | Basement | 1 | 2.2583 | Y
US | HI | Hybrid heat pump | 80 | Basement | 2 | 2.5617 | Y
US | HI | Hybrid heat pump | 80 | Basement | 3 | 2.7215 | Y
US | HI | Hybrid heat pump | 80 | Basement | 4 | 2.8488 | Y
US | HI | Hybrid heat pump | 80 | Basement | 5+ | 3.0021 | Y
US | HI | Hybrid heat pump | 80 | Vented closet | 1 | 2.6535 | Y
US | HI | Hybrid heat pump | 80 | Vented closet | 2 | 2.9593 | Y
US | HI | Hybrid heat pump | 80 | Vented closet | 3 | 3.1194 | Y
US | HI | Hybrid heat pump | 80 | Vented closet | 4 | 3.2514 | Y
US | HI | Hybrid heat pump | 80 | Vented closet | 5+ | 3.4482 | Y
US | HI | Electric resistance | 50 | Indoors | 1 | 0.93475 | Y
US | HI | Electric resistance | 50 | Indoors | 2 | 0.95611 | Y
US | HI | Electric resistance | 50 | Indoors | 3 | 0.9659 | Y
US | HI | Electric resistance | 50 | Indoors | 4 | 0.9718 | Y
US | HI | Electric resistance | 50 | Indoors | 5+ | 0.98072 | Y
US | HI | Electric resistance | 80 | Indoors | 1 | 0.93837 | Y
US | HI | Electric resistance | 80 | Indoors | 2 | 0.95778 | Y
US | HI | Electric resistance | 80 | Indoors | 3 | 0.96964 | Y
US | HI | Electric resistance | 80 | Indoors | 4 | 0.97439 | Y
US | HI | Electric resistance | 80 | Indoors | 5+ | 0.98096 | Y
US | HI | Pure heat pump | 40 | Split system | 1 | 3.2378 | Y
US | HI | Pure heat pump | 40 | Split system | 2 | 3.5719 | Y
US | HI | Pure heat pump | 40 | Split system | 3 | 3.722 | Y
US | HI | Pure heat pump | 40 | Split system | 4 | 3.7468 | Y
US | HI | Pure heat pump | 40 | Split system | 5+ | 3.9 | Y
US | HI | Pure heat pump | 80 | Split system | 1 | 3.3053 | Y
US | HI | Pure heat pump | 80 | Split system | 2 | 3.5323 | Y
US | HI | Pure heat pump | 80 | Split system | 3 | 3.6679 | Y
US | HI | Pure heat pump | 80 | Split system | 4 | 3.6702 | Y
US | HI | Pure heat pump | 80 | Split system | 5+ | 3.8762 | Y
US | IA | Hybrid heat pump | 50 | Garage | 1 | 1.7037 | Y
US | IA | Hybrid heat pump | 50 | Garage | 2 | 1.8785 | Y
US | IA | Hybrid heat pump | 50 | Garage | 3 | 1.8621 | Y
US | IA | Hybrid heat pump | 50 | Garage | 4 | 1.6725 | Y
US | IA | Hybrid heat pump | 50 | Garage | 5+ | 1.5569 | Y
US | IA | Hybrid heat pump | 50 | Basement | 1 | 2.0791 | Y
US | IA | Hybrid heat pump | 50 | Basement | 2 | 2.2934 | Y
US | IA | Hybrid heat pump | 50 | Basement | 3 | 2.2163 | Y
US | IA | Hybrid heat pump | 50 | Basement | 4 | 1.8826 | Y
US | IA | Hybrid heat pump | 50 | Basement | 5+ | 1.6608 | Y
US | IA | Hybrid heat pump | 50 | Vented closet | 1 | 1.2545 | Y
US | IA | Hybrid heat pump | 50 | Vented closet | 2 | 1.3582 | Y
US | IA | Hybrid heat pump | 50 | Vented closet | 3 | 1.3997 | Y
US | IA | Hybrid heat pump | 50 | Vented closet | 4 | 1.3626 | Y
US | IA | Hybrid heat pump | 50 | Vented closet | 5+ | 1.3584 | Y
US | IA | Hybrid heat pump | 80 | Garage | 1 | 1.8518 | Y
US | IA | Hybrid heat pump | 80 | Garage | 2 | 2.0034 | Y
US | IA | Hybrid heat pump | 80 | Garage | 3 | 2.0653 | Y
US | IA | Hybrid heat pump | 80 | Garage | 4 | 1.9734 | Y
US | IA | Hybrid heat pump | 80 | Garage | 5+ | 1.9168 | Y
US | IA | Hybrid heat pump | 80 | Basement | 1 | 2.2463 | Y
US | IA | Hybrid heat pump | 80 | Basement | 2 | 2.4729 | Y
US | IA | Hybrid heat pump | 80 | Basement | 3 | 2.5613 | Y
US | IA | Hybrid heat pump | 80 | Basement | 4 | 2.3925 | Y
US | IA | Hybrid heat pump | 80 | Basement | 5+ | 2.2756 | Y
US | IA | Hybrid heat pump | 80 | Vented closet | 1 | 1.3351 | Y
US | IA | Hybrid heat pump | 80 | Vented closet | 2 | 1.4366 | Y
US | IA | Hybrid heat pump | 80 | Vented closet | 3 | 1.4957 | Y
US | IA | Hybrid heat pump | 80 | Vented closet | 4 | 1.4534 | Y
US | IA | Hybrid heat pump | 80 | Vented closet | 5+ | 1.4733 | Y
US | IA | Electric resistance | 50 | Indoors | 1 | 0.9325 | Y
US | IA | Electric resistance | 50 | Indoors | 2 | 0.95339 | Y
US | IA | Electric resistance | 50 | Indoors | 3 | 0.9652 | Y
US | IA | Electric resistance | 50 | Indoors | 4 | 0.97147 | Y
US | IA | Electric resistance | 50 | Indoors | 5+ | 0.98042 | Y
US | IA | Electric resistance | 80 | Indoors | 1 | 0.93317 | Y
US | IA | Electric resistance | 80 | Indoors | 2 | 0.95394 | Y
US | IA | Electric resistance | 80 | Indoors | 3 | 0.9655 | Y
US | IA | Electric resistance | 80 | Indoors | 4 | 0.972 | Y
US | IA | Electric resistance | 80 | Indoors | 5+ | 0.98044 | Y
US | IA | Pure heat pump | 40 | Split system | 1 | 2.6573 | Y
US | IA | Pure heat pump | 40 | Split system | 2 | 2.9839 | Y
US | IA | Pure heat pump | 40 | Split system | 3 | 3.1149 | Y
US | IA | Pure heat pump | 40 | Split system | 4 | 3.1977 | Y
US | IA | Pure heat pump | 40 | Split system | 5+ | 3.3642 | Y
US | IA | Pure heat pump | 80 | Split system | 1 | 2.7506 | Y
US | IA | Pure heat pump | 80 | Split system | 2 | 2.9595 | Y
US | IA | Pure heat pump | 80 | Split system | 3 | 3.0901 | Y
US | IA | Pure heat pump | 80 | Split system | 4 | 3.1379 | Y
US | IA | Pure heat pump | 80 | Split system | 5+ | 3.288 | Y
US | ID | Hybrid heat pump | 50 | Garage | 1 | 2.0153 | Y
US | ID | Hybrid heat pump | 50 | Garage | 2 | 2.2053 | Y
US | ID | Hybrid heat pump | 50 | Garage | 3 | 2.1478 | Y
US | ID | Hybrid heat pump | 50 | Garage | 4 | 1.8763 | Y
US | ID | Hybrid heat pump | 50 | Garage | 5+ | 1.701 | Y
US | ID | Hybrid heat pump | 50 | Basement | 1 | 2.1855 | Y
US | ID | Hybrid heat pump | 50 | Basement | 2 | 2.3787 | Y
US | ID | Hybrid heat pump | 50 | Basement | 3 | 2.2959 | Y
US | ID | Hybrid heat pump | 50 | Basement | 4 | 1.9732 | Y
US | ID | Hybrid heat pump | 50 | Basement | 5+ | 1.7575 | Y
US | ID | Hybrid heat pump | 50 | Vented closet | 1 | 1.4595 | Y
US | ID | Hybrid heat pump | 50 | Vented closet | 2 | 1.57 | Y
US | ID | Hybrid heat pump | 50 | Vented closet | 3 | 1.6093 | Y
US | ID | Hybrid heat pump | 50 | Vented closet | 4 | 1.4847 | Y
US | ID | Hybrid heat pump | 50 | Vented closet | 5+ | 1.449 | Y
US | ID | Hybrid heat pump | 80 | Garage | 1 | 2.111 | Y
US | ID | Hybrid heat pump | 80 | Garage | 2 | 2.3187 | Y
US | ID | Hybrid heat pump | 80 | Garage | 3 | 2.4772 | Y
US | ID | Hybrid heat pump | 80 | Garage | 4 | 2.2899 | Y
US | ID | Hybrid heat pump | 80 | Garage | 5+ | 2.297 | Y
US | ID | Hybrid heat pump | 80 | Basement | 1 | 2.2348 | Y
US | ID | Hybrid heat pump | 80 | Basement | 2 | 2.4746 | Y
US | ID | Hybrid heat pump | 80 | Basement | 3 | 2.6473 | Y
US | ID | Hybrid heat pump | 80 | Basement | 4 | 2.4546 | Y
US | ID | Hybrid heat pump | 80 | Basement | 5+ | 2.442 | Y
US | ID | Hybrid heat pump | 80 | Vented closet | 1 | 1.6382 | Y
US | ID | Hybrid heat pump | 80 | Vented closet | 2 | 1.7318 | Y
US | ID | Hybrid heat pump | 80 | Vented closet | 3 | 1.7834 | Y
US | ID | Hybrid heat pump | 80 | Vented closet | 4 | 1.675 | Y
US | ID | Hybrid heat pump | 80 | Vented closet | 5+ | 1.64 | Y
US | ID | Electric resistance | 50 | Indoors | 1 | 0.92939 | Y
US | ID | Electric resistance | 50 | Indoors | 2 | 0.95124 | Y
US | ID | Electric resistance | 50 | Indoors | 3 | 0.96346 | Y
US | ID | Electric resistance | 50 | Indoors | 4 | 0.97014 | Y
US | ID | Electric resistance | 50 | Indoors | 5+ | 0.97951 | Y
US | ID | Electric resistance | 80 | Indoors | 1 | 0.93056 | Y
US | ID | Electric resistance | 80 | Indoors | 2 | 0.95197 | Y
US | ID | Electric resistance | 80 | Indoors | 3 | 0.96398 | Y
US | ID | Electric resistance | 80 | Indoors | 4 | 0.97064 | Y
US | ID | Electric resistance | 80 | Indoors | 5+ | 0.97958 | Y
US | ID | Pure heat pump | 40 | Split system | 1 | 2.6795 | Y
US | ID | Pure heat pump | 40 | Split system | 2 | 3.0494 | Y
US | ID | Pure heat pump | 40 | Split system | 3 | 3.2061 | Y
US | ID | Pure heat pump | 40 | Split system | 4 | 3.2645 | Y
US | ID | Pure heat pump | 40 | Split system | 5+ | 3.4675 | Y
US | ID | Pure heat pump | 80 | Split system | 1 | 2.8036 | Y
US | ID | Pure heat pump | 80 | Split system | 2 | 3.0621 | Y
US | ID | Pure heat pump | 80 | Split system | 3 | 3.1856 | Y
US | ID | Pure heat pump | 80 | Split system | 4 | 3.2124 | Y
US | ID | Pure heat pump | 80 | Split system | 5+ | 3.3816 | Y
US | IL | Hybrid heat pump | 50 | Garage | 1 | 1.8363 | Y
US | IL | Hybrid heat pump | 50 | Garage | 2 | 2.0177 | Y
US | IL | Hybrid heat pump | 50 | Garage | 3 | 2.0032 | Y
US | IL | Hybrid heat pump | 50 | Garage | 4 | 1.7665 | Y
US | IL | Hybrid heat pump | 50 | Garage | 5+ | 1.6343 | Y
US | IL | Hybrid heat pump | 50 | Basement | 1 | 2.1131 | Y
US | IL | Hybrid heat pump | 50 | Basement | 2 | 2.3296 | Y
US | IL | Hybrid heat pump | 50 | Basement | 3 | 2.2691 | Y
US | IL | Hybrid heat pump | 50 | Basement | 4 | 1.9321 | Y
US | IL | Hybrid heat pump | 50 | Basement | 5+ | 1.7122 | Y
US | IL | Hybrid heat pump | 50 | Vented closet | 1 | 1.3548 | Y
US | IL | Hybrid heat pump | 50 | Vented closet | 2 | 1.464 | Y
US | IL | Hybrid heat pump | 50 | Vented closet | 3 | 1.5004 | Y
US | IL | Hybrid heat pump | 50 | Vented closet | 4 | 1.4354 | Y
US | IL | Hybrid heat pump | 50 | Vented closet | 5+ | 1.4185 | Y
US | IL | Hybrid heat pump | 80 | Garage | 1 | 1.9708 | Y
US | IL | Hybrid heat pump | 80 | Garage | 2 | 2.1639 | Y
US | IL | Hybrid heat pump | 80 | Garage | 3 | 2.2343 | Y
US | IL | Hybrid heat pump | 80 | Garage | 4 | 2.1167 | Y
US | IL | Hybrid heat pump | 80 | Garage | 5+ | 2.0727 | Y
US | IL | Hybrid heat pump | 80 | Basement | 1 | 2.2478 | Y
US | IL | Hybrid heat pump | 80 | Basement | 2 | 2.4815 | Y
US | IL | Hybrid heat pump | 80 | Basement | 3 | 2.6251 | Y
US | IL | Hybrid heat pump | 80 | Basement | 4 | 2.4341 | Y
US | IL | Hybrid heat pump | 80 | Basement | 5+ | 2.3624 | Y
US | IL | Hybrid heat pump | 80 | Vented closet | 1 | 1.4391 | Y
US | IL | Hybrid heat pump | 80 | Vented closet | 2 | 1.543 | Y
US | IL | Hybrid heat pump | 80 | Vented closet | 3 | 1.6133 | Y
US | IL | Hybrid heat pump | 80 | Vented closet | 4 | 1.5564 | Y
US | IL | Hybrid heat pump | 80 | Vented closet | 5+ | 1.5778 | Y
US | IL | Electric resistance | 50 | Indoors | 1 | 0.93108 | Y
US | IL | Electric resistance | 50 | Indoors | 2 | 0.95235 | Y
US | IL | Electric resistance | 50 | Indoors | 3 | 0.9644 | Y
US | IL | Electric resistance | 50 | Indoors | 4 | 0.97083 | Y
US | IL | Electric resistance | 50 | Indoors | 5+ | 0.97997 | Y
US | IL | Electric resistance | 80 | Indoors | 1 | 0.93189 | Y
US | IL | Electric resistance | 80 | Indoors | 2 | 0.95307 | Y
US | IL | Electric resistance | 80 | Indoors | 3 | 0.96477 | Y
US | IL | Electric resistance | 80 | Indoors | 4 | 0.97141 | Y
US | IL | Electric resistance | 80 | Indoors | 5+ | 0.98 | Y
US | IL | Pure heat pump | 40 | Split system | 1 | 2.7084 | Y
US | IL | Pure heat pump | 40 | Split system | 2 | 3.0543 | Y
US | IL | Pure heat pump | 40 | Split system | 3 | 3.1733 | Y
US | IL | Pure heat pump | 40 | Split system | 4 | 3.2632 | Y
US | IL | Pure heat pump | 40 | Split system | 5+ | 3.4259 | Y
US | IL | Pure heat pump | 80 | Split system | 1 | 2.7909 | Y
US | IL | Pure heat pump | 80 | Split system | 2 | 3.0235 | Y
US | IL | Pure heat pump | 80 | Split system | 3 | 3.1398 | Y
US | IL | Pure heat pump | 80 | Split system | 4 | 3.2168 | Y
US | IL | Pure heat pump | 80 | Split system | 5+ | 3.3602 | Y
US | IN | Hybrid heat pump | 50 | Garage | 1 | 1.8613 | Y
US | IN | Hybrid heat pump | 50 | Garage | 2 | 2.0519 | Y
US | IN | Hybrid heat pump | 50 | Garage | 3 | 2.0346 | Y
US | IN | Hybrid heat pump | 50 | Garage | 4 | 1.805 | Y
US | IN | Hybrid heat pump | 50 | Garage | 5+ | 1.6491 | Y
US | IN | Hybrid heat pump | 50 | Basement | 1 | 2.1137 | Y
US | IN | Hybrid heat pump | 50 | Basement | 2 | 2.3365 | Y
US | IN | Hybrid heat pump | 50 | Basement | 3 | 2.2818 | Y
US | IN | Hybrid heat pump | 50 | Basement | 4 | 1.957 | Y
US | IN | Hybrid heat pump | 50 | Basement | 5+ | 1.7279 | Y
US | IN | Hybrid heat pump | 50 | Vented closet | 1 | 1.4017 | Y
US | IN | Hybrid heat pump | 50 | Vented closet | 2 | 1.4962 | Y
US | IN | Hybrid heat pump | 50 | Vented closet | 3 | 1.5401 | Y
US | IN | Hybrid heat pump | 50 | Vented closet | 4 | 1.4663 | Y
US | IN | Hybrid heat pump | 50 | Vented closet | 5+ | 1.4369 | Y
US | IN | Hybrid heat pump | 80 | Garage | 1 | 2.0129 | Y
US | IN | Hybrid heat pump | 80 | Garage | 2 | 2.1795 | Y
US | IN | Hybrid heat pump | 80 | Garage | 3 | 2.286 | Y
US | IN | Hybrid heat pump | 80 | Garage | 4 | 2.1709 | Y
US | IN | Hybrid heat pump | 80 | Garage | 5+ | 2.1137 | Y
US | IN | Hybrid heat pump | 80 | Basement | 1 | 2.245 | Y
US | IN | Hybrid heat pump | 80 | Basement | 2 | 2.4801 | Y
US | IN | Hybrid heat pump | 80 | Basement | 3 | 2.6325 | Y
US | IN | Hybrid heat pump | 80 | Basement | 4 | 2.4518 | Y
US | IN | Hybrid heat pump | 80 | Basement | 5+ | 2.3884 | Y
US | IN | Hybrid heat pump | 80 | Vented closet | 1 | 1.4838 | Y
US | IN | Hybrid heat pump | 80 | Vented closet | 2 | 1.5931 | Y
US | IN | Hybrid heat pump | 80 | Vented closet | 3 | 1.6561 | Y
US | IN | Hybrid heat pump | 80 | Vented closet | 4 | 1.6066 | Y
US | IN | Hybrid heat pump | 80 | Vented closet | 5+ | 1.6133 | Y
US | IN | Electric resistance | 50 | Indoors | 1 | 0.931 | Y
US | IN | Electric resistance | 50 | Indoors | 2 | 0.95232 | Y
US | IN | Electric resistance | 50 | Indoors | 3 | 0.96433 | Y
US | IN | Electric resistance | 50 | Indoors | 4 | 0.97081 | Y
US | IN | Electric resistance | 50 | Indoors | 5+ | 0.97994 | Y
US | IN | Electric resistance | 80 | Indoors | 1 | 0.93199 | Y
US | IN | Electric resistance | 80 | Indoors | 2 | 0.95309 | Y
US | IN | Electric resistance | 80 | Indoors | 3 | 0.96484 | Y
US | IN | Electric resistance | 80 | Indoors | 4 | 0.97141 | Y
US | IN | Electric resistance | 80 | Indoors | 5+ | 0.97998 | Y
US | IN | Pure heat pump | 40 | Split system | 1 | 2.7042 | Y
US | IN | Pure heat pump | 40 | Split system | 2 | 3.0379 | Y
US | IN | Pure heat pump | 40 | Split system | 3 | 3.1918 | Y
US | IN | Pure heat pump | 40 | Split system | 4 | 3.2696 | Y
US | IN | Pure heat pump | 40 | Split system | 5+ | 3.4327 | Y
US | IN | Pure heat pump | 80 | Split system | 1 | 2.7937 | Y
US | IN | Pure heat pump | 80 | Split system | 2 | 3.0203 | Y
US | IN | Pure heat pump | 80 | Split system | 3 | 3.1635 | Y
US | IN | Pure heat pump | 80 | Split system | 4 | 3.1987 | Y
US | IN | Pure heat pump | 80 | Split system | 5+ | 3.3476 | Y
US | KS | Hybrid heat pump | 50 | Garage | 1 | 2.0171 | Y
US | KS | Hybrid heat pump | 50 | Garage | 2 | 2.2298 | Y
US | KS | Hybrid heat pump | 50 | Garage | 3 | 2.1881 | Y
US | KS | Hybrid heat pump | 50 | Garage | 4 | 1.9212 | Y
US | KS | Hybrid heat pump | 50 | Garage | 5+ | 1.7516 | Y
US | KS | Hybrid heat pump | 50 | Basement | 1 | 2.1453 | Y
US | KS | Hybrid heat pump | 50 | Basement | 2 | 2.3853 | Y
US | KS | Hybrid heat pump | 50 | Basement | 3 | 2.3012 | Y
US | KS | Hybrid heat pump | 50 | Basement | 4 | 1.9966 | Y
US | KS | Hybrid heat pump | 50 | Basement | 5+ | 1.7789 | Y
US | KS | Hybrid heat pump | 50 | Vented closet | 1 | 1.5484 | Y
US | KS | Hybrid heat pump | 50 | Vented closet | 2 | 1.6637 | Y
US | KS | Hybrid heat pump | 50 | Vented closet | 3 | 1.7045 | Y
US | KS | Hybrid heat pump | 50 | Vented closet | 4 | 1.5837 | Y
US | KS | Hybrid heat pump | 50 | Vented closet | 5+ | 1.538 | Y
US | KS | Hybrid heat pump | 80 | Garage | 1 | 2.1582 | Y
US | KS | Hybrid heat pump | 80 | Garage | 2 | 2.3696 | Y
US | KS | Hybrid heat pump | 80 | Garage | 3 | 2.528 | Y
US | KS | Hybrid heat pump | 80 | Garage | 4 | 2.3345 | Y
US | KS | Hybrid heat pump | 80 | Garage | 5+ | 2.3336 | Y
US | KS | Hybrid heat pump | 80 | Basement | 1 | 2.2525 | Y
US | KS | Hybrid heat pump | 80 | Basement | 2 | 2.4949 | Y
US | KS | Hybrid heat pump | 80 | Basement | 3 | 2.6802 | Y
US | KS | Hybrid heat pump | 80 | Basement | 4 | 2.4982 | Y
US | KS | Hybrid heat pump | 80 | Basement | 5+ | 2.471 | Y
US | KS | Hybrid heat pump | 80 | Vented closet | 1 | 1.7291 | Y
US | KS | Hybrid heat pump | 80 | Vented closet | 2 | 1.8153 | Y
US | KS | Hybrid heat pump | 80 | Vented closet | 3 | 1.8898 | Y
US | KS | Hybrid heat pump | 80 | Vented closet | 4 | 1.7725 | Y
US | KS | Hybrid heat pump | 80 | Vented closet | 5+ | 1.7571 | Y
US | KS | Electric resistance | 50 | Indoors | 1 | 0.93126 | Y
US | KS | Electric resistance | 50 | Indoors | 2 | 0.95263 | Y
US | KS | Electric resistance | 50 | Indoors | 3 | 0.96454 | Y
US | KS | Electric resistance | 50 | Indoors | 4 | 0.97083 | Y
US | KS | Electric resistance | 50 | Indoors | 5+ | 0.97995 | Y
US | KS | Electric resistance | 80 | Indoors | 1 | 0.93238 | Y
US | KS | Electric resistance | 80 | Indoors | 2 | 0.95339 | Y
US | KS | Electric resistance | 80 | Indoors | 3 | 0.96502 | Y
US | KS | Electric resistance | 80 | Indoors | 4 | 0.97154 | Y
US | KS | Electric resistance | 80 | Indoors | 5+ | 0.98014 | Y
US | KS | Pure heat pump | 40 | Split system | 1 | 2.7678 | Y
US | KS | Pure heat pump | 40 | Split system | 2 | 3.0981 | Y
US | KS | Pure heat pump | 40 | Split system | 3 | 3.2484 | Y
US | KS | Pure heat pump | 40 | Split system | 4 | 3.3276 | Y
US | KS | Pure heat pump | 40 | Split system | 5+ | 3.5098 | Y
US | KS | Pure heat pump | 80 | Split system | 1 | 2.8774 | Y
US | KS | Pure heat pump | 80 | Split system | 2 | 3.1035 | Y
US | KS | Pure heat pump | 80 | Split system | 3 | 3.2444 | Y
US | KS | Pure heat pump | 80 | Split system | 4 | 3.2628 | Y
US | KS | Pure heat pump | 80 | Split system | 5+ | 3.441 | Y
US | KY | Hybrid heat pump | 50 | Garage | 1 | 2.1009 | Y
US | KY | Hybrid heat pump | 50 | Garage | 2 | 2.3116 | Y
US | KY | Hybrid heat pump | 50 | Garage | 3 | 2.2744 | Y
US | KY | Hybrid heat pump | 50 | Garage | 4 | 1.9828 | Y
US | KY | Hybrid heat pump | 50 | Garage | 5+ | 1.8233 | Y
US | KY | Hybrid heat pump | 50 | Basement | 1 | 2.1863 | Y
US | KY | Hybrid heat pump | 50 | Basement | 2 | 2.4201 | Y
US | KY | Hybrid heat pump | 50 | Basement | 3 | 2.3501 | Y
US | KY | Hybrid heat pump | 50 | Basement | 4 | 2.0395 | Y
US | KY | Hybrid heat pump | 50 | Basement | 5+ | 1.8427 | Y
US | KY | Hybrid heat pump | 50 | Vented closet | 1 | 1.6482 | Y
US | KY | Hybrid heat pump | 50 | Vented closet | 2 | 1.7543 | Y
US | KY | Hybrid heat pump | 50 | Vented closet | 3 | 1.7987 | Y
US | KY | Hybrid heat pump | 50 | Vented closet | 4 | 1.6603 | Y
US | KY | Hybrid heat pump | 50 | Vented closet | 5+ | 1.6036 | Y
US | KY | Hybrid heat pump | 80 | Garage | 1 | 2.1932 | Y
US | KY | Hybrid heat pump | 80 | Garage | 2 | 2.4261 | Y
US | KY | Hybrid heat pump | 80 | Garage | 3 | 2.5894 | Y
US | KY | Hybrid heat pump | 80 | Garage | 4 | 2.4142 | Y
US | KY | Hybrid heat pump | 80 | Garage | 5+ | 2.4158 | Y
US | KY | Hybrid heat pump | 80 | Basement | 1 | 2.2479 | Y
US | KY | Hybrid heat pump | 80 | Basement | 2 | 2.4984 | Y
US | KY | Hybrid heat pump | 80 | Basement | 3 | 2.6782 | Y
US | KY | Hybrid heat pump | 80 | Basement | 4 | 2.5085 | Y
US | KY | Hybrid heat pump | 80 | Basement | 5+ | 2.5015 | Y
US | KY | Hybrid heat pump | 80 | Vented closet | 1 | 1.7715 | Y
US | KY | Hybrid heat pump | 80 | Vented closet | 2 | 1.8705 | Y
US | KY | Hybrid heat pump | 80 | Vented closet | 3 | 1.9773 | Y
US | KY | Hybrid heat pump | 80 | Vented closet | 4 | 1.8706 | Y
US | KY | Hybrid heat pump | 80 | Vented closet | 5+ | 1.8762 | Y
US | KY | Electric resistance | 50 | Indoors | 1 | 0.92956 | Y
US | KY | Electric resistance | 50 | Indoors | 2 | 0.95141 | Y
US | KY | Electric resistance | 50 | Indoors | 3 | 0.96357 | Y
US | KY | Electric resistance | 50 | Indoors | 4 | 0.97017 | Y
US | KY | Electric resistance | 50 | Indoors | 5+ | 0.97943 | Y
US | KY | Electric resistance | 80 | Indoors | 1 | 0.93096 | Y
US | KY | Electric resistance | 80 | Indoors | 2 | 0.95231 | Y
US | KY | Electric resistance | 80 | Indoors | 3 | 0.96414 | Y
US | KY | Electric resistance | 80 | Indoors | 4 | 0.97095 | Y
US | KY | Electric resistance | 80 | Indoors | 5+ | 0.9796 | Y
US | KY | Pure heat pump | 40 | Split system | 1 | 2.7854 | Y
US | KY | Pure heat pump | 40 | Split system | 2 | 3.1329 | Y
US | KY | Pure heat pump | 40 | Split system | 3 | 3.2932 | Y
US | KY | Pure heat pump | 40 | Split system | 4 | 3.3693 | Y
US | KY | Pure heat pump | 40 | Split system | 5+ | 3.5442 | Y
US | KY | Pure heat pump | 80 | Split system | 1 | 2.8821 | Y
US | KY | Pure heat pump | 80 | Split system | 2 | 3.127 | Y
US | KY | Pure heat pump | 80 | Split system | 3 | 3.2704 | Y
US | KY | Pure heat pump | 80 | Split system | 4 | 3.2951 | Y
US | KY | Pure heat pump | 80 | Split system | 5+ | 3.4625 | Y
US | LA | Hybrid heat pump | 50 | Garage | 1 | 2.4728 | Y
US | LA | Hybrid heat pump | 50 | Garage | 2 | 2.6834 | Y
US | LA | Hybrid heat pump | 50 | Garage | 3 | 2.7758 | Y
US | LA | Hybrid heat pump | 50 | Garage | 4 | 2.3982 | Y
US | LA | Hybrid heat pump | 50 | Garage | 5+ | 2.3532 | Y
US | LA | Hybrid heat pump | 50 | Basement | 1 | 2.2918 | Y
US | LA | Hybrid heat pump | 50 | Basement | 2 | 2.4966 | Y
US | LA | Hybrid heat pump | 50 | Basement | 3 | 2.5847 | Y
US | LA | Hybrid heat pump | 50 | Basement | 4 | 2.27 | Y
US | LA | Hybrid heat pump | 50 | Basement | 5+ | 2.2279 | Y
US | LA | Hybrid heat pump | 50 | Vented closet | 1 | 2.3273 | Y
US | LA | Hybrid heat pump | 50 | Vented closet | 2 | 2.5138 | Y
US | LA | Hybrid heat pump | 50 | Vented closet | 3 | 2.603 | Y
US | LA | Hybrid heat pump | 50 | Vented closet | 4 | 2.2481 | Y
US | LA | Hybrid heat pump | 50 | Vented closet | 5+ | 2.2215 | Y
US | LA | Hybrid heat pump | 80 | Garage | 1 | 2.4427 | Y
US | LA | Hybrid heat pump | 80 | Garage | 2 | 2.7119 | Y
US | LA | Hybrid heat pump | 80 | Garage | 3 | 2.9017 | Y
US | LA | Hybrid heat pump | 80 | Garage | 4 | 2.8291 | Y
US | LA | Hybrid heat pump | 80 | Garage | 5+ | 2.8656 | Y
US | LA | Hybrid heat pump | 80 | Basement | 1 | 2.2587 | Y
US | LA | Hybrid heat pump | 80 | Basement | 2 | 2.5353 | Y
US | LA | Hybrid heat pump | 80 | Basement | 3 | 2.7114 | Y
US | LA | Hybrid heat pump | 80 | Basement | 4 | 2.6663 | Y
US | LA | Hybrid heat pump | 80 | Basement | 5+ | 2.7099 | Y
US | LA | Hybrid heat pump | 80 | Vented closet | 1 | 2.3564 | Y
US | LA | Hybrid heat pump | 80 | Vented closet | 2 | 2.5989 | Y
US | LA | Hybrid heat pump | 80 | Vented closet | 3 | 2.7455 | Y
US | LA | Hybrid heat pump | 80 | Vented closet | 4 | 2.6838 | Y
US | LA | Hybrid heat pump | 80 | Vented closet | 5+ | 2.6884 | Y
US | LA | Electric resistance | 50 | Indoors | 1 | 0.92947 | Y
US | LA | Electric resistance | 50 | Indoors | 2 | 0.95168 | Y
US | LA | Electric resistance | 50 | Indoors | 3 | 0.96382 | Y
US | LA | Electric resistance | 50 | Indoors | 4 | 0.97016 | Y
US | LA | Electric resistance | 50 | Indoors | 5+ | 0.97932 | Y
US | LA | Electric resistance | 80 | Indoors | 1 | 0.93217 | Y
US | LA | Electric resistance | 80 | Indoors | 2 | 0.95314 | Y
US | LA | Electric resistance | 80 | Indoors | 3 | 0.96467 | Y
US | LA | Electric resistance | 80 | Indoors | 4 | 0.97131 | Y
US | LA | Electric resistance | 80 | Indoors | 5+ | 0.97954 | Y
US | LA | Pure heat pump | 40 | Split system | 1 | 2.9927 | Y
US | LA | Pure heat pump | 40 | Split system | 2 | 3.3386 | Y
US | LA | Pure heat pump | 40 | Split system | 3 | 3.5158 | Y
US | LA | Pure heat pump | 40 | Split system | 4 | 3.5671 | Y
US | LA | Pure heat pump | 40 | Split system | 5+ | 3.7451 | Y
US | LA | Pure heat pump | 80 | Split system | 1 | 3.0883 | Y
US | LA | Pure heat pump | 80 | Split system | 2 | 3.3593 | Y
US | LA | Pure heat pump | 80 | Split system | 3 | 3.4766 | Y
US | LA | Pure heat pump | 80 | Split system | 4 | 3.4958 | Y
US | LA | Pure heat pump | 80 | Split system | 5+ | 3.6889 | Y
US | MA | Hybrid heat pump | 50 | Garage | 1 | 1.922 | Y
US | MA | Hybrid heat pump | 50 | Garage | 2 | 2.1066 | Y
US | MA | Hybrid heat pump | 50 | Garage | 3 | 2.0772 | Y
US | MA | Hybrid heat pump | 50 | Garage | 4 | 1.8291 | Y
US | MA | Hybrid heat pump | 50 | Garage | 5+ | 1.6789 | Y
US | MA | Hybrid heat pump | 50 | Basement | 1 | 2.1584 | Y
US | MA | Hybrid heat pump | 50 | Basement | 2 | 2.3606 | Y
US | MA | Hybrid heat pump | 50 | Basement | 3 | 2.2991 | Y
US | MA | Hybrid heat pump | 50 | Basement | 4 | 1.969 | Y
US | MA | Hybrid heat pump | 50 | Basement | 5+ | 1.758 | Y
US | MA | Hybrid heat pump | 50 | Vented closet | 1 | 1.4334 | Y
US | MA | Hybrid heat pump | 50 | Vented closet | 2 | 1.5355 | Y
US | MA | Hybrid heat pump | 50 | Vented closet | 3 | 1.5631 | Y
US | MA | Hybrid heat pump | 50 | Vented closet | 4 | 1.4692 | Y
US | MA | Hybrid heat pump | 50 | Vented closet | 5+ | 1.4387 | Y
US | MA | Hybrid heat pump | 80 | Garage | 1 | 2.029 | Y
US | MA | Hybrid heat pump | 80 | Garage | 2 | 2.2283 | Y
US | MA | Hybrid heat pump | 80 | Garage | 3 | 2.3512 | Y
US | MA | Hybrid heat pump | 80 | Garage | 4 | 2.198 | Y
US | MA | Hybrid heat pump | 80 | Garage | 5+ | 2.1855 | Y
US | MA | Hybrid heat pump | 80 | Basement | 1 | 2.2395 | Y
US | MA | Hybrid heat pump | 80 | Basement | 2 | 2.4781 | Y
US | MA | Hybrid heat pump | 80 | Basement | 3 | 2.6372 | Y
US | MA | Hybrid heat pump | 80 | Basement | 4 | 2.4574 | Y
US | MA | Hybrid heat pump | 80 | Basement | 5+ | 2.4174 | Y
US | MA | Hybrid heat pump | 80 | Vented closet | 1 | 1.5314 | Y
US | MA | Hybrid heat pump | 80 | Vented closet | 2 | 1.647 | Y
US | MA | Hybrid heat pump | 80 | Vented closet | 3 | 1.6921 | Y
US | MA | Hybrid heat pump | 80 | Vented closet | 4 | 1.6364 | Y
US | MA | Hybrid heat pump | 80 | Vented closet | 5+ | 1.6398 | Y
US | MA | Electric resistance | 50 | Indoors | 1 | 0.92836 | Y
US | MA | Electric resistance | 50 | Indoors | 2 | 0.95059 | Y
US | MA | Electric resistance | 50 | Indoors | 3 | 0.96293 | Y
US | MA | Electric resistance | 50 | Indoors | 4 | 0.96979 | Y
US | MA | Electric resistance | 50 | Indoors | 5+ | 0.97925 | Y
US | MA | Electric resistance | 80 | Indoors | 1 | 0.9296 | Y
US | MA | Electric resistance | 80 | Indoors | 2 | 0.95135 | Y
US | MA | Electric resistance | 80 | Indoors | 3 | 0.96347 | Y
US | MA | Electric resistance | 80 | Indoors | 4 | 0.97033 | Y
US | MA | Electric resistance | 80 | Indoors | 5+ | 0.97928 | Y
US | MA | Pure heat pump | 40 | Split system | 1 | 2.6909 | Y
US | MA | Pure heat pump | 40 | Split system | 2 | 3.0764 | Y
US | MA | Pure heat pump | 40 | Split system | 3 | 3.1981 | Y
US | MA | Pure heat pump | 40 | Split system | 4 | 3.2884 | Y
US | MA | Pure heat pump | 40 | Split system | 5+ | 3.4551 | Y
US | MA | Pure heat pump | 80 | Split system | 1 | 2.7939 | Y
US | MA | Pure heat pump | 80 | Split system | 2 | 3.0385 | Y
US | MA | Pure heat pump | 80 | Split system | 3 | 3.1562 | Y
US | MA | Pure heat pump | 80 | Split system | 4 | 3.2413 | Y
US | MA | Pure heat pump | 80 | Split system | 5+ | 3.3933 | Y
US | MD | Hybrid heat pump | 50 | Garage | 1 | 2.1409 | Y
US | MD | Hybrid heat pump | 50 | Garage | 2 | 2.3469 | Y
US | MD | Hybrid heat pump | 50 | Garage | 3 | 2.2927 | Y
US | MD | Hybrid heat pump | 50 | Garage | 4 | 1.996 | Y
US | MD | Hybrid heat pump | 50 | Garage | 5+ | 1.8354 | Y
US | MD | Hybrid heat pump | 50 | Basement | 1 | 2.212 | Y
US | MD | Hybrid heat pump | 50 | Basement | 2 | 2.437 | Y
US | MD | Hybrid heat pump | 50 | Basement | 3 | 2.3692 | Y
US | MD | Hybrid heat pump | 50 | Basement | 4 | 2.0463 | Y
US | MD | Hybrid heat pump | 50 | Basement | 5+ | 1.8544 | Y
US | MD | Hybrid heat pump | 50 | Vented closet | 1 | 1.6544 | Y
US | MD | Hybrid heat pump | 50 | Vented closet | 2 | 1.7919 | Y
US | MD | Hybrid heat pump | 50 | Vented closet | 3 | 1.8163 | Y
US | MD | Hybrid heat pump | 50 | Vented closet | 4 | 1.6651 | Y
US | MD | Hybrid heat pump | 50 | Vented closet | 5+ | 1.6101 | Y
US | MD | Hybrid heat pump | 80 | Garage | 1 | 2.2092 | Y
US | MD | Hybrid heat pump | 80 | Garage | 2 | 2.4435 | Y
US | MD | Hybrid heat pump | 80 | Garage | 3 | 2.6246 | Y
US | MD | Hybrid heat pump | 80 | Garage | 4 | 2.428 | Y
US | MD | Hybrid heat pump | 80 | Garage | 5+ | 2.4341 | Y
US | MD | Hybrid heat pump | 80 | Basement | 1 | 2.2481 | Y
US | MD | Hybrid heat pump | 80 | Basement | 2 | 2.5013 | Y
US | MD | Hybrid heat pump | 80 | Basement | 3 | 2.6766 | Y
US | MD | Hybrid heat pump | 80 | Basement | 4 | 2.4995 | Y
US | MD | Hybrid heat pump | 80 | Basement | 5+ | 2.4972 | Y
US | MD | Hybrid heat pump | 80 | Vented closet | 1 | 1.7936 | Y
US | MD | Hybrid heat pump | 80 | Vented closet | 2 | 1.9178 | Y
US | MD | Hybrid heat pump | 80 | Vented closet | 3 | 1.9835 | Y
US | MD | Hybrid heat pump | 80 | Vented closet | 4 | 1.9011 | Y
US | MD | Hybrid heat pump | 80 | Vented closet | 5+ | 1.8906 | Y
US | MD | Electric resistance | 50 | Indoors | 1 | 0.92896 | Y
US | MD | Electric resistance | 50 | Indoors | 2 | 0.95085 | Y
US | MD | Electric resistance | 50 | Indoors | 3 | 0.96314 | Y
US | MD | Electric resistance | 50 | Indoors | 4 | 0.96987 | Y
US | MD | Electric resistance | 50 | Indoors | 5+ | 0.97922 | Y
US | MD | Electric resistance | 80 | Indoors | 1 | 0.9301 | Y
US | MD | Electric resistance | 80 | Indoors | 2 | 0.9518 | Y
US | MD | Electric resistance | 80 | Indoors | 3 | 0.96372 | Y
US | MD | Electric resistance | 80 | Indoors | 4 | 0.97055 | Y
US | MD | Electric resistance | 80 | Indoors | 5+ | 0.97935 | Y
US | MD | Pure heat pump | 40 | Split system | 1 | 2.7906 | Y
US | MD | Pure heat pump | 40 | Split system | 2 | 3.1669 | Y
US | MD | Pure heat pump | 40 | Split system | 3 | 3.2989 | Y
US | MD | Pure heat pump | 40 | Split system | 4 | 3.3822 | Y
US | MD | Pure heat pump | 40 | Split system | 5+ | 3.5579 | Y
US | MD | Pure heat pump | 80 | Split system | 1 | 2.8885 | Y
US | MD | Pure heat pump | 80 | Split system | 2 | 3.1486 | Y
US | MD | Pure heat pump | 80 | Split system | 3 | 3.2607 | Y
US | MD | Pure heat pump | 80 | Split system | 4 | 3.3296 | Y
US | MD | Pure heat pump | 80 | Split system | 5+ | 3.4912 | Y
US | ME | Hybrid heat pump | 50 | Garage | 1 | 1.7495 | Y
US | ME | Hybrid heat pump | 50 | Garage | 2 | 1.9128 | Y
US | ME | Hybrid heat pump | 50 | Garage | 3 | 1.906 | Y
US | ME | Hybrid heat pump | 50 | Garage | 4 | 1.6929 | Y
US | ME | Hybrid heat pump | 50 | Garage | 5+ | 1.5592 | Y
US | ME | Hybrid heat pump | 50 | Basement | 1 | 2.1156 | Y
US | ME | Hybrid heat pump | 50 | Basement | 2 | 2.3043 | Y
US | ME | Hybrid heat pump | 50 | Basement | 3 | 2.2323 | Y
US | ME | Hybrid heat pump | 50 | Basement | 4 | 1.9038 | Y
US | ME | Hybrid heat pump | 50 | Basement | 5+ | 1.671 | Y
US | ME | Hybrid heat pump | 50 | Vented closet | 1 | 1.2499 | Y
US | ME | Hybrid heat pump | 50 | Vented closet | 2 | 1.3389 | Y
US | ME | Hybrid heat pump | 50 | Vented closet | 3 | 1.3782 | Y
US | ME | Hybrid heat pump | 50 | Vented closet | 4 | 1.3306 | Y
US | ME | Hybrid heat pump | 50 | Vented closet | 5+ | 1.3164 | Y
US | ME | Hybrid heat pump | 80 | Garage | 1 | 1.8773 | Y
US | ME | Hybrid heat pump | 80 | Garage | 2 | 2.0655 | Y
US | ME | Hybrid heat pump | 80 | Garage | 3 | 2.1371 | Y
US | ME | Hybrid heat pump | 80 | Garage | 4 | 2.0002 | Y
US | ME | Hybrid heat pump | 80 | Garage | 5+ | 1.9755 | Y
US | ME | Hybrid heat pump | 80 | Basement | 1 | 2.2327 | Y
US | ME | Hybrid heat pump | 80 | Basement | 2 | 2.4614 | Y
US | ME | Hybrid heat pump | 80 | Basement | 3 | 2.5797 | Y
US | ME | Hybrid heat pump | 80 | Basement | 4 | 2.4016 | Y
US | ME | Hybrid heat pump | 80 | Basement | 5+ | 2.3305 | Y
US | ME | Hybrid heat pump | 80 | Vented closet | 1 | 1.3442 | Y
US | ME | Hybrid heat pump | 80 | Vented closet | 2 | 1.4355 | Y
US | ME | Hybrid heat pump | 80 | Vented closet | 3 | 1.4837 | Y
US | ME | Hybrid heat pump | 80 | Vented closet | 4 | 1.4363 | Y
US | ME | Hybrid heat pump | 80 | Vented closet | 5+ | 1.4426 | Y
US | ME | Electric resistance | 50 | Indoors | 1 | 0.92982 | Y
US | ME | Electric resistance | 50 | Indoors | 2 | 0.95151 | Y
US | ME | Electric resistance | 50 | Indoors | 3 | 0.9637 | Y
US | ME | Electric resistance | 50 | Indoors | 4 | 0.97042 | Y
US | ME | Electric resistance | 50 | Indoors | 5+ | 0.97972 | Y
US | ME | Electric resistance | 80 | Indoors | 1 | 0.93074 | Y
US | ME | Electric resistance | 80 | Indoors | 2 | 0.95212 | Y
US | ME | Electric resistance | 80 | Indoors | 3 | 0.96413 | Y
US | ME | Electric resistance | 80 | Indoors | 4 | 0.97084 | Y
US | ME | Electric resistance | 80 | Indoors | 5+ | 0.9797 | Y
US | ME | Pure heat pump | 40 | Split system | 1 | 2.6149 | Y
US | ME | Pure heat pump | 40 | Split system | 2 | 2.984 | Y
US | ME | Pure heat pump | 40 | Split system | 3 | 3.1054 | Y
US | ME | Pure heat pump | 40 | Split system | 4 | 3.1925 | Y
US | ME | Pure heat pump | 40 | Split system | 5+ | 3.359 | Y
US | ME | Pure heat pump | 80 | Split system | 1 | 2.7192 | Y
US | ME | Pure heat pump | 80 | Split system | 2 | 2.96 | Y
US | ME | Pure heat pump | 80 | Split system | 3 | 3.0659 | Y
US | ME | Pure heat pump | 80 | Split system | 4 | 3.1475 | Y
US | ME | Pure heat pump | 80 | Split system | 5+ | 3.2981 | Y
US | MI | Hybrid heat pump | 50 | Garage | 1 | 1.8641 | Y
US | MI | Hybrid heat pump | 50 | Garage | 2 | 2.0349 | Y
US | MI | Hybrid heat pump | 50 | Garage | 3 | 2.0168 | Y
US | MI | Hybrid heat pump | 50 | Garage | 4 | 1.771 | Y
US | MI | Hybrid heat pump | 50 | Garage | 5+ | 1.6228 | Y
US | MI | Hybrid heat pump | 50 | Basement | 1 | 2.1228 | Y
US | MI | Hybrid heat pump | 50 | Basement | 2 | 2.3328 | Y
US | MI | Hybrid heat pump | 50 | Basement | 3 | 2.2619 | Y
US | MI | Hybrid heat pump | 50 | Basement | 4 | 1.9337 | Y
US | MI | Hybrid heat pump | 50 | Basement | 5+ | 1.7124 | Y
US | MI | Hybrid heat pump | 50 | Vented closet | 1 | 1.3163 | Y
US | MI | Hybrid heat pump | 50 | Vented closet | 2 | 1.421 | Y
US | MI | Hybrid heat pump | 50 | Vented closet | 3 | 1.4665 | Y
US | MI | Hybrid heat pump | 50 | Vented closet | 4 | 1.3966 | Y
US | MI | Hybrid heat pump | 50 | Vented closet | 5+ | 1.3811 | Y
US | MI | Hybrid heat pump | 80 | Garage | 1 | 1.9822 | Y
US | MI | Hybrid heat pump | 80 | Garage | 2 | 2.1865 | Y
US | MI | Hybrid heat pump | 80 | Garage | 3 | 2.261 | Y
US | MI | Hybrid heat pump | 80 | Garage | 4 | 2.1358 | Y
US | MI | Hybrid heat pump | 80 | Garage | 5+ | 2.0996 | Y
US | MI | Hybrid heat pump | 80 | Basement | 1 | 2.2394 | Y
US | MI | Hybrid heat pump | 80 | Basement | 2 | 2.4724 | Y
US | MI | Hybrid heat pump | 80 | Basement | 3 | 2.6267 | Y
US | MI | Hybrid heat pump | 80 | Basement | 4 | 2.4406 | Y
US | MI | Hybrid heat pump | 80 | Basement | 5+ | 2.3733 | Y
US | MI | Hybrid heat pump | 80 | Vented closet | 1 | 1.4063 | Y
US | MI | Hybrid heat pump | 80 | Vented closet | 2 | 1.4998 | Y
US | MI | Hybrid heat pump | 80 | Vented closet | 3 | 1.5589 | Y
US | MI | Hybrid heat pump | 80 | Vented closet | 4 | 1.5206 | Y
US | MI | Hybrid heat pump | 80 | Vented closet | 5+ | 1.5287 | Y
US | MI | Electric resistance | 50 | Indoors | 1 | 0.93011 | Y
US | MI | Electric resistance | 50 | Indoors | 2 | 0.95169 | Y
US | MI | Electric resistance | 50 | Indoors | 3 | 0.96388 | Y
US | MI | Electric resistance | 50 | Indoors | 4 | 0.97052 | Y
US | MI | Electric resistance | 50 | Indoors | 5+ | 0.97974 | Y
US | MI | Electric resistance | 80 | Indoors | 1 | 0.9311 | Y
US | MI | Electric resistance | 80 | Indoors | 2 | 0.95242 | Y
US | MI | Electric resistance | 80 | Indoors | 3 | 0.96428 | Y
US | MI | Electric resistance | 80 | Indoors | 4 | 0.97103 | Y
US | MI | Electric resistance | 80 | Indoors | 5+ | 0.97975 | Y
US | MI | Pure heat pump | 40 | Split system | 1 | 2.6802 | Y
US | MI | Pure heat pump | 40 | Split system | 2 | 3.0369 | Y
US | MI | Pure heat pump | 40 | Split system | 3 | 3.173 | Y
US | MI | Pure heat pump | 40 | Split system | 4 | 3.2521 | Y
US | MI | Pure heat pump | 40 | Split system | 5+ | 3.4194 | Y
US | MI | Pure heat pump | 80 | Split system | 1 | 2.7752 | Y
US | MI | Pure heat pump | 80 | Split system | 2 | 3.0147 | Y
US | MI | Pure heat pump | 80 | Split system | 3 | 3.136 | Y
US | MI | Pure heat pump | 80 | Split system | 4 | 3.1947 | Y
US | MI | Pure heat pump | 80 | Split system | 5+ | 3.3378 | Y
US | MN | Hybrid heat pump | 50 | Garage | 1 | 1.496 | Y
US | MN | Hybrid heat pump | 50 | Garage | 2 | 1.6487 | Y
US | MN | Hybrid heat pump | 50 | Garage | 3 | 1.6408 | Y
US | MN | Hybrid heat pump | 50 | Garage | 4 | 1.5071 | Y
US | MN | Hybrid heat pump | 50 | Garage | 5+ | 1.4369 | Y
US | MN | Hybrid heat pump | 50 | Basement | 1 | 2.0219 | Y
US | MN | Hybrid heat pump | 50 | Basement | 2 | 2.2346 | Y
US | MN | Hybrid heat pump | 50 | Basement | 3 | 2.137 | Y
US | MN | Hybrid heat pump | 50 | Basement | 4 | 1.786 | Y
US | MN | Hybrid heat pump | 50 | Basement | 5+ | 1.5804 | Y
US | MN | Hybrid heat pump | 50 | Vented closet | 1 | 1.1437 | Y
US | MN | Hybrid heat pump | 50 | Vented closet | 2 | 1.2418 | Y
US | MN | Hybrid heat pump | 50 | Vented closet | 3 | 1.2797 | Y
US | MN | Hybrid heat pump | 50 | Vented closet | 4 | 1.2559 | Y
US | MN | Hybrid heat pump | 50 | Vented closet | 5+ | 1.2667 | Y
US | MN | Hybrid heat pump | 80 | Garage | 1 | 1.6235 | Y
US | MN | Hybrid heat pump | 80 | Garage | 2 | 1.752 | Y
US | MN | Hybrid heat pump | 80 | Garage | 3 | 1.7875 | Y
US | MN | Hybrid heat pump | 80 | Garage | 4 | 1.7243 | Y
US | MN | Hybrid heat pump | 80 | Garage | 5+ | 1.6731 | Y
US | MN | Hybrid heat pump | 80 | Basement | 1 | 2.2396 | Y
US | MN | Hybrid heat pump | 80 | Basement | 2 | 2.4524 | Y
US | MN | Hybrid heat pump | 80 | Basement | 3 | 2.4653 | Y
US | MN | Hybrid heat pump | 80 | Basement | 4 | 2.3088 | Y
US | MN | Hybrid heat pump | 80 | Basement | 5+ | 2.0925 | Y
US | MN | Hybrid heat pump | 80 | Vented closet | 1 | 1.2033 | Y
US | MN | Hybrid heat pump | 80 | Vented closet | 2 | 1.2945 | Y
US | MN | Hybrid heat pump | 80 | Vented closet | 3 | 1.3485 | Y
US | MN | Hybrid heat pump | 80 | Vented closet | 4 | 1.3231 | Y
US | MN | Hybrid heat pump | 80 | Vented closet | 5+ | 1.3428 | Y
US | MN | Electric resistance | 50 | Indoors | 1 | 0.93385 | Y
US | MN | Electric resistance | 50 | Indoors | 2 | 0.95438 | Y
US | MN | Electric resistance | 50 | Indoors | 3 | 0.96599 | Y
US | MN | Electric resistance | 50 | Indoors | 4 | 0.9721 | Y
US | MN | Electric resistance | 50 | Indoors | 5+ | 0.98089 | Y
US | MN | Electric resistance | 80 | Indoors | 1 | 0.93422 | Y
US | MN | Electric resistance | 80 | Indoors | 2 | 0.95468 | Y
US | MN | Electric resistance | 80 | Indoors | 3 | 0.96611 | Y
US | MN | Electric resistance | 80 | Indoors | 4 | 0.9725 | Y
US | MN | Electric resistance | 80 | Indoors | 5+ | 0.98091 | Y
US | MN | Pure heat pump | 40 | Split system | 1 | 2.5534 | Y
US | MN | Pure heat pump | 40 | Split system | 2 | 2.8574 | Y
US | MN | Pure heat pump | 40 | Split system | 3 | 2.9855 | Y
US | MN | Pure heat pump | 40 | Split system | 4 | 3.0648 | Y
US | MN | Pure heat pump | 40 | Split system | 5+ | 3.2254 | Y
US | MN | Pure heat pump | 80 | Split system | 1 | 2.6463 | Y
US | MN | Pure heat pump | 80 | Split system | 2 | 2.8364 | Y
US | MN | Pure heat pump | 80 | Split system | 3 | 2.9698 | Y
US | MN | Pure heat pump | 80 | Split system | 4 | 3 | Y
US | MN | Pure heat pump | 80 | Split system | 5+ | 3.1394 | Y
US | MO | Hybrid heat pump | 50 | Garage | 1 | 2.0453 | Y
US | MO | Hybrid heat pump | 50 | Garage | 2 | 2.256 | Y
US | MO | Hybrid heat pump | 50 | Garage | 3 | 2.2245 | Y
US | MO | Hybrid heat pump | 50 | Garage | 4 | 1.9421 | Y
US | MO | Hybrid heat pump | 50 | Garage | 5+ | 1.7928 | Y
US | MO | Hybrid heat pump | 50 | Basement | 1 | 2.1698 | Y
US | MO | Hybrid heat pump | 50 | Basement | 2 | 2.3962 | Y
US | MO | Hybrid heat pump | 50 | Basement | 3 | 2.331 | Y
US | MO | Hybrid heat pump | 50 | Basement | 4 | 2.0181 | Y
US | MO | Hybrid heat pump | 50 | Basement | 5+ | 1.8152 | Y
US | MO | Hybrid heat pump | 50 | Vented closet | 1 | 1.5795 | Y
US | MO | Hybrid heat pump | 50 | Vented closet | 2 | 1.6966 | Y
US | MO | Hybrid heat pump | 50 | Vented closet | 3 | 1.7407 | Y
US | MO | Hybrid heat pump | 50 | Vented closet | 4 | 1.6145 | Y
US | MO | Hybrid heat pump | 50 | Vented closet | 5+ | 1.5725 | Y
US | MO | Hybrid heat pump | 80 | Garage | 1 | 2.1623 | Y
US | MO | Hybrid heat pump | 80 | Garage | 2 | 2.3765 | Y
US | MO | Hybrid heat pump | 80 | Garage | 3 | 2.5291 | Y
US | MO | Hybrid heat pump | 80 | Garage | 4 | 2.3764 | Y
US | MO | Hybrid heat pump | 80 | Garage | 5+ | 2.3585 | Y
US | MO | Hybrid heat pump | 80 | Basement | 1 | 2.2519 | Y
US | MO | Hybrid heat pump | 80 | Basement | 2 | 2.4969 | Y
US | MO | Hybrid heat pump | 80 | Basement | 3 | 2.6788 | Y
US | MO | Hybrid heat pump | 80 | Basement | 4 | 2.5132 | Y
US | MO | Hybrid heat pump | 80 | Basement | 5+ | 2.4784 | Y
US | MO | Hybrid heat pump | 80 | Vented closet | 1 | 1.7032 | Y
US | MO | Hybrid heat pump | 80 | Vented closet | 2 | 1.8172 | Y
US | MO | Hybrid heat pump | 80 | Vented closet | 3 | 1.9064 | Y
US | MO | Hybrid heat pump | 80 | Vented closet | 4 | 1.8124 | Y
US | MO | Hybrid heat pump | 80 | Vented closet | 5+ | 1.8052 | Y
US | MO | Electric resistance | 50 | Indoors | 1 | 0.93067 | Y
US | MO | Electric resistance | 50 | Indoors | 2 | 0.95217 | Y
US | MO | Electric resistance | 50 | Indoors | 3 | 0.96418 | Y
US | MO | Electric resistance | 50 | Indoors | 4 | 0.97058 | Y
US | MO | Electric resistance | 50 | Indoors | 5+ | 0.97976 | Y
US | MO | Electric resistance | 80 | Indoors | 1 | 0.93189 | Y
US | MO | Electric resistance | 80 | Indoors | 2 | 0.95297 | Y
US | MO | Electric resistance | 80 | Indoors | 3 | 0.9647 | Y
US | MO | Electric resistance | 80 | Indoors | 4 | 0.97128 | Y
US | MO | Electric resistance | 80 | Indoors | 5+ | 0.97991 | Y
US | MO | Pure heat pump | 40 | Split system | 1 | 2.7795 | Y
US | MO | Pure heat pump | 40 | Split system | 2 | 3.1279 | Y
US | MO | Pure heat pump | 40 | Split system | 3 | 3.2733 | Y
US | MO | Pure heat pump | 40 | Split system | 4 | 3.3532 | Y
US | MO | Pure heat pump | 40 | Split system | 5+ | 3.5315 | Y
US | MO | Pure heat pump | 80 | Split system | 1 | 2.8919 | Y
US | MO | Pure heat pump | 80 | Split system | 2 | 3.1186 | Y
US | MO | Pure heat pump | 80 | Split system | 3 | 3.2568 | Y
US | MO | Pure heat pump | 80 | Split system | 4 | 3.2901 | Y
US | MO | Pure heat pump | 80 | Split system | 5+ | 3.459 | Y
US | MS | Hybrid heat pump | 50 | Garage | 1 | 2.4144 | Y
US | MS | Hybrid heat pump | 50 | Garage | 2 | 2.6224 | Y
US | MS | Hybrid heat pump | 50 | Garage | 3 | 2.6639 | Y
US | MS | Hybrid heat pump | 50 | Garage | 4 | 2.287 | Y
US | MS | Hybrid heat pump | 50 | Garage | 5+ | 2.214 | Y
US | MS | Hybrid heat pump | 50 | Basement | 1 | 2.2897 | Y
US | MS | Hybrid heat pump | 50 | Basement | 2 | 2.4884 | Y
US | MS | Hybrid heat pump | 50 | Basement | 3 | 2.5288 | Y
US | MS | Hybrid heat pump | 50 | Basement | 4 | 2.2005 | Y
US | MS | Hybrid heat pump | 50 | Basement | 5+ | 2.1294 | Y
US | MS | Hybrid heat pump | 50 | Vented closet | 1 | 2.2046 | Y
US | MS | Hybrid heat pump | 50 | Vented closet | 2 | 2.3456 | Y
US | MS | Hybrid heat pump | 50 | Vented closet | 3 | 2.4096 | Y
US | MS | Hybrid heat pump | 50 | Vented closet | 4 | 2.091 | Y
US | MS | Hybrid heat pump | 50 | Vented closet | 5+ | 2.0371 | Y
US | MS | Hybrid heat pump | 80 | Garage | 1 | 2.3938 | Y
US | MS | Hybrid heat pump | 80 | Garage | 2 | 2.6549 | Y
US | MS | Hybrid heat pump | 80 | Garage | 3 | 2.8465 | Y
US | MS | Hybrid heat pump | 80 | Garage | 4 | 2.7254 | Y
US | MS | Hybrid heat pump | 80 | Garage | 5+ | 2.7503 | Y
US | MS | Hybrid heat pump | 80 | Basement | 1 | 2.2571 | Y
US | MS | Hybrid heat pump | 80 | Basement | 2 | 2.5278 | Y
US | MS | Hybrid heat pump | 80 | Basement | 3 | 2.7039 | Y
US | MS | Hybrid heat pump | 80 | Basement | 4 | 2.6111 | Y
US | MS | Hybrid heat pump | 80 | Basement | 5+ | 2.636 | Y
US | MS | Hybrid heat pump | 80 | Vented closet | 1 | 2.279 | Y
US | MS | Hybrid heat pump | 80 | Vented closet | 2 | 2.4706 | Y
US | MS | Hybrid heat pump | 80 | Vented closet | 3 | 2.6213 | Y
US | MS | Hybrid heat pump | 80 | Vented closet | 4 | 2.5152 | Y
US | MS | Hybrid heat pump | 80 | Vented closet | 5+ | 2.4785 | Y
US | MS | Electric resistance | 50 | Indoors | 1 | 0.9292 | Y
US | MS | Electric resistance | 50 | Indoors | 2 | 0.95136 | Y
US | MS | Electric resistance | 50 | Indoors | 3 | 0.96357 | Y
US | MS | Electric resistance | 50 | Indoors | 4 | 0.97004 | Y
US | MS | Electric resistance | 50 | Indoors | 5+ | 0.97926 | Y
US | MS | Electric resistance | 80 | Indoors | 1 | 0.93153 | Y
US | MS | Electric resistance | 80 | Indoors | 2 | 0.9527 | Y
US | MS | Electric resistance | 80 | Indoors | 3 | 0.96431 | Y
US | MS | Electric resistance | 80 | Indoors | 4 | 0.97109 | Y
US | MS | Electric resistance | 80 | Indoors | 5+ | 0.97945 | Y
US | MS | Pure heat pump | 40 | Split system | 1 | 2.9449 | Y
US | MS | Pure heat pump | 40 | Split system | 2 | 3.2918 | Y
US | MS | Pure heat pump | 40 | Split system | 3 | 3.4644 | Y
US | MS | Pure heat pump | 40 | Split system | 4 | 3.517 | Y
US | MS | Pure heat pump | 40 | Split system | 5+ | 3.7075 | Y
US | MS | Pure heat pump | 80 | Split system | 1 | 3.0536 | Y
US | MS | Pure heat pump | 80 | Split system | 2 | 3.312 | Y
US | MS | Pure heat pump | 80 | Split system | 3 | 3.4292 | Y
US | MS | Pure heat pump | 80 | Split system | 4 | 3.4643 | Y
US | MS | Pure heat pump | 80 | Split system | 5+ | 3.6566 | Y
US | MT | Hybrid heat pump | 50 | Garage | 1 | 1.7485 | Y
US | MT | Hybrid heat pump | 50 | Garage | 2 | 1.9096 | Y
US | MT | Hybrid heat pump | 50 | Garage | 3 | 1.9049 | Y
US | MT | Hybrid heat pump | 50 | Garage | 4 | 1.6818 | Y
US | MT | Hybrid heat pump | 50 | Garage | 5+ | 1.5546 | Y
US | MT | Hybrid heat pump | 50 | Basement | 1 | 2.1083 | Y
US | MT | Hybrid heat pump | 50 | Basement | 2 | 2.302 | Y
US | MT | Hybrid heat pump | 50 | Basement | 3 | 2.2275 | Y
US | MT | Hybrid heat pump | 50 | Basement | 4 | 1.8937 | Y
US | MT | Hybrid heat pump | 50 | Basement | 5+ | 1.6704 | Y
US | MT | Hybrid heat pump | 50 | Vented closet | 1 | 1.254 | Y
US | MT | Hybrid heat pump | 50 | Vented closet | 2 | 1.3552 | Y
US | MT | Hybrid heat pump | 50 | Vented closet | 3 | 1.4006 | Y
US | MT | Hybrid heat pump | 50 | Vented closet | 4 | 1.3322 | Y
US | MT | Hybrid heat pump | 50 | Vented closet | 5+ | 1.3199 | Y
US | MT | Hybrid heat pump | 80 | Garage | 1 | 1.8777 | Y
US | MT | Hybrid heat pump | 80 | Garage | 2 | 2.0476 | Y
US | MT | Hybrid heat pump | 80 | Garage | 3 | 2.1334 | Y
US | MT | Hybrid heat pump | 80 | Garage | 4 | 2.0052 | Y
US | MT | Hybrid heat pump | 80 | Garage | 5+ | 1.9851 | Y
US | MT | Hybrid heat pump | 80 | Basement | 1 | 2.2281 | Y
US | MT | Hybrid heat pump | 80 | Basement | 2 | 2.4529 | Y
US | MT | Hybrid heat pump | 80 | Basement | 3 | 2.5998 | Y
US | MT | Hybrid heat pump | 80 | Basement | 4 | 2.4072 | Y
US | MT | Hybrid heat pump | 80 | Basement | 5+ | 2.3386 | Y
US | MT | Hybrid heat pump | 80 | Vented closet | 1 | 1.377 | Y
US | MT | Hybrid heat pump | 80 | Vented closet | 2 | 1.4666 | Y
US | MT | Hybrid heat pump | 80 | Vented closet | 3 | 1.5205 | Y
US | MT | Hybrid heat pump | 80 | Vented closet | 4 | 1.4517 | Y
US | MT | Hybrid heat pump | 80 | Vented closet | 5+ | 1.4433 | Y
US | MT | Electric resistance | 50 | Indoors | 1 | 0.93064 | Y
US | MT | Electric resistance | 50 | Indoors | 2 | 0.95205 | Y
US | MT | Electric resistance | 50 | Indoors | 3 | 0.96411 | Y
US | MT | Electric resistance | 50 | Indoors | 4 | 0.97076 | Y
US | MT | Electric resistance | 50 | Indoors | 5+ | 0.97997 | Y
US | MT | Electric resistance | 80 | Indoors | 1 | 0.93151 | Y
US | MT | Electric resistance | 80 | Indoors | 2 | 0.95269 | Y
US | MT | Electric resistance | 80 | Indoors | 3 | 0.96453 | Y
US | MT | Electric resistance | 80 | Indoors | 4 | 0.9712 | Y
US | MT | Electric resistance | 80 | Indoors | 5+ | 0.97995 | Y
US | MT | Pure heat pump | 40 | Split system | 1 | 2.5914 | Y
US | MT | Pure heat pump | 40 | Split system | 2 | 2.9168 | Y
US | MT | Pure heat pump | 40 | Split system | 3 | 3.0733 | Y
US | MT | Pure heat pump | 40 | Split system | 4 | 3.1394 | Y
US | MT | Pure heat pump | 40 | Split system | 5+ | 3.3274 | Y
US | MT | Pure heat pump | 80 | Split system | 1 | 2.7029 | Y
US | MT | Pure heat pump | 80 | Split system | 2 | 2.9257 | Y
US | MT | Pure heat pump | 80 | Split system | 3 | 3.0582 | Y
US | MT | Pure heat pump | 80 | Split system | 4 | 3.0883 | Y
US | MT | Pure heat pump | 80 | Split system | 5+ | 3.248 | Y
US | NC | Hybrid heat pump | 50 | Garage | 1 | 2.2968 | Y
US | NC | Hybrid heat pump | 50 | Garage | 2 | 2.5144 | Y
US | NC | Hybrid heat pump | 50 | Garage | 3 | 2.5047 | Y
US | NC | Hybrid heat pump | 50 | Garage | 4 | 2.1415 | Y
US | NC | Hybrid heat pump | 50 | Garage | 5+ | 2.018 | Y
US | NC | Hybrid heat pump | 50 | Basement | 1 | 2.2669 | Y
US | NC | Hybrid heat pump | 50 | Basement | 2 | 2.4707 | Y
US | NC | Hybrid heat pump | 50 | Basement | 3 | 2.4608 | Y
US | NC | Hybrid heat pump | 50 | Basement | 4 | 2.1119 | Y
US | NC | Hybrid heat pump | 50 | Basement | 5+ | 1.9948 | Y
US | NC | Hybrid heat pump | 50 | Vented closet | 1 | 1.9364 | Y
US | NC | Hybrid heat pump | 50 | Vented closet | 2 | 2.0751 | Y
US | NC | Hybrid heat pump | 50 | Vented closet | 3 | 2.142 | Y
US | NC | Hybrid heat pump | 50 | Vented closet | 4 | 1.8733 | Y
US | NC | Hybrid heat pump | 50 | Vented closet | 5+ | 1.81 | Y
US | NC | Hybrid heat pump | 80 | Garage | 1 | 2.3046 | Y
US | NC | Hybrid heat pump | 80 | Garage | 2 | 2.561 | Y
US | NC | Hybrid heat pump | 80 | Garage | 3 | 2.7483 | Y
US | NC | Hybrid heat pump | 80 | Garage | 4 | 2.5951 | Y
US | NC | Hybrid heat pump | 80 | Garage | 5+ | 2.609 | Y
US | NC | Hybrid heat pump | 80 | Basement | 1 | 2.2496 | Y
US | NC | Hybrid heat pump | 80 | Basement | 2 | 2.5109 | Y
US | NC | Hybrid heat pump | 80 | Basement | 3 | 2.6888 | Y
US | NC | Hybrid heat pump | 80 | Basement | 4 | 2.5547 | Y
US | NC | Hybrid heat pump | 80 | Basement | 5+ | 2.5672 | Y
US | NC | Hybrid heat pump | 80 | Vented closet | 1 | 2.0844 | Y
US | NC | Hybrid heat pump | 80 | Vented closet | 2 | 2.2293 | Y
US | NC | Hybrid heat pump | 80 | Vented closet | 3 | 2.37 | Y
US | NC | Hybrid heat pump | 80 | Vented closet | 4 | 2.2285 | Y
US | NC | Hybrid heat pump | 80 | Vented closet | 5+ | 2.1726 | Y
US | NC | Electric resistance | 50 | Indoors | 1 | 0.92821 | Y
US | NC | Electric resistance | 50 | Indoors | 2 | 0.95062 | Y
US | NC | Electric resistance | 50 | Indoors | 3 | 0.96293 | Y
US | NC | Electric resistance | 50 | Indoors | 4 | 0.96967 | Y
US | NC | Electric resistance | 50 | Indoors | 5+ | 0.97904 | Y
US | NC | Electric resistance | 80 | Indoors | 1 | 0.93015 | Y
US | NC | Electric resistance | 80 | Indoors | 2 | 0.95168 | Y
US | NC | Electric resistance | 80 | Indoors | 3 | 0.96369 | Y
US | NC | Electric resistance | 80 | Indoors | 4 | 0.97055 | Y
US | NC | Electric resistance | 80 | Indoors | 5+ | 0.97921 | Y
US | NC | Pure heat pump | 40 | Split system | 1 | 2.8397 | Y
US | NC | Pure heat pump | 40 | Split system | 2 | 3.1863 | Y
US | NC | Pure heat pump | 40 | Split system | 3 | 3.376 | Y
US | NC | Pure heat pump | 40 | Split system | 4 | 3.4359 | Y
US | NC | Pure heat pump | 40 | Split system | 5+ | 3.6285 | Y
US | NC | Pure heat pump | 80 | Split system | 1 | 2.9573 | Y
US | NC | Pure heat pump | 80 | Split system | 2 | 3.213 | Y
US | NC | Pure heat pump | 80 | Split system | 3 | 3.3534 | Y
US | NC | Pure heat pump | 80 | Split system | 4 | 3.3544 | Y
US | NC | Pure heat pump | 80 | Split system | 5+ | 3.5615 | Y
US | ND | Hybrid heat pump | 50 | Garage | 1 | 1.4151 | Y
US | ND | Hybrid heat pump | 50 | Garage | 2 | 1.5311 | Y
US | ND | Hybrid heat pump | 50 | Garage | 3 | 1.5542 | Y
US | ND | Hybrid heat pump | 50 | Garage | 4 | 1.4369 | Y
US | ND | Hybrid heat pump | 50 | Garage | 5+ | 1.3865 | Y
US | ND | Hybrid heat pump | 50 | Basement | 1 | 1.9923 | Y
US | ND | Hybrid heat pump | 50 | Basement | 2 | 2.2047 | Y
US | ND | Hybrid heat pump | 50 | Basement | 3 | 2.1106 | Y
US | ND | Hybrid heat pump | 50 | Basement | 4 | 1.7288 | Y
US | ND | Hybrid heat pump | 50 | Basement | 5+ | 1.5454 | Y
US | ND | Hybrid heat pump | 50 | Vented closet | 1 | 1.1044 | Y
US | ND | Hybrid heat pump | 50 | Vented closet | 2 | 1.1955 | Y
US | ND | Hybrid heat pump | 50 | Vented closet | 3 | 1.2378 | Y
US | ND | Hybrid heat pump | 50 | Vented closet | 4 | 1.2223 | Y
US | ND | Hybrid heat pump | 50 | Vented closet | 5+ | 1.2324 | Y
US | ND | Hybrid heat pump | 80 | Garage | 1 | 1.5073 | Y
US | ND | Hybrid heat pump | 80 | Garage | 2 | 1.6337 | Y
US | ND | Hybrid heat pump | 80 | Garage | 3 | 1.6705 | Y
US | ND | Hybrid heat pump | 80 | Garage | 4 | 1.6248 | Y
US | ND | Hybrid heat pump | 80 | Garage | 5+ | 1.5869 | Y
US | ND | Hybrid heat pump | 80 | Basement | 1 | 2.2339 | Y
US | ND | Hybrid heat pump | 80 | Basement | 2 | 2.4201 | Y
US | ND | Hybrid heat pump | 80 | Basement | 3 | 2.407 | Y
US | ND | Hybrid heat pump | 80 | Basement | 4 | 2.2879 | Y
US | ND | Hybrid heat pump | 80 | Basement | 5+ | 2.0138 | Y
US | ND | Hybrid heat pump | 80 | Vented closet | 1 | 1.1711 | Y
US | ND | Hybrid heat pump | 80 | Vented closet | 2 | 1.2499 | Y
US | ND | Hybrid heat pump | 80 | Vented closet | 3 | 1.3017 | Y
US | ND | Hybrid heat pump | 80 | Vented closet | 4 | 1.2783 | Y
US | ND | Hybrid heat pump | 80 | Vented closet | 5+ | 1.2929 | Y
US | ND | Electric resistance | 50 | Indoors | 1 | 0.93465 | Y
US | ND | Electric resistance | 50 | Indoors | 2 | 0.95497 | Y
US | ND | Electric resistance | 50 | Indoors | 3 | 0.96643 | Y
US | ND | Electric resistance | 50 | Indoors | 4 | 0.97247 | Y
US | ND | Electric resistance | 50 | Indoors | 5+ | 0.98117 | Y
US | ND | Electric resistance | 80 | Indoors | 1 | 0.93498 | Y
US | ND | Electric resistance | 80 | Indoors | 2 | 0.95523 | Y
US | ND | Electric resistance | 80 | Indoors | 3 | 0.96661 | Y
US | ND | Electric resistance | 80 | Indoors | 4 | 0.97287 | Y
US | ND | Electric resistance | 80 | Indoors | 5+ | 0.9812 | Y
US | ND | Pure heat pump | 40 | Split system | 1 | 2.4943 | Y
US | ND | Pure heat pump | 40 | Split system | 2 | 2.7859 | Y
US | ND | Pure heat pump | 40 | Split system | 3 | 2.9065 | Y
US | ND | Pure heat pump | 40 | Split system | 4 | 2.9775 | Y
US | ND | Pure heat pump | 40 | Split system | 5+ | 3.1396 | Y
US | ND | Pure heat pump | 80 | Split system | 1 | 2.5753 | Y
US | ND | Pure heat pump | 80 | Split system | 2 | 2.7716 | Y
US | ND | Pure heat pump | 80 | Split system | 3 | 2.8845 | Y
US | ND | Pure heat pump | 80 | Split system | 4 | 2.9263 | Y
US | ND | Pure heat pump | 80 | Split system | 5+ | 3.0462 | Y
US | NE | Hybrid heat pump | 50 | Garage | 1 | 1.7819 | Y
US | NE | Hybrid heat pump | 50 | Garage | 2 | 1.9574 | Y
US | NE | Hybrid heat pump | 50 | Garage | 3 | 1.9429 | Y
US | NE | Hybrid heat pump | 50 | Garage | 4 | 1.7233 | Y
US | NE | Hybrid heat pump | 50 | Garage | 5+ | 1.5967 | Y
US | NE | Hybrid heat pump | 50 | Basement | 1 | 2.0935 | Y
US | NE | Hybrid heat pump | 50 | Basement | 2 | 2.3124 | Y
US | NE | Hybrid heat pump | 50 | Basement | 3 | 2.2417 | Y
US | NE | Hybrid heat pump | 50 | Basement | 4 | 1.9213 | Y
US | NE | Hybrid heat pump | 50 | Basement | 5+ | 1.6854 | Y
US | NE | Hybrid heat pump | 50 | Vented closet | 1 | 1.3364 | Y
US | NE | Hybrid heat pump | 50 | Vented closet | 2 | 1.4354 | Y
US | NE | Hybrid heat pump | 50 | Vented closet | 3 | 1.4825 | Y
US | NE | Hybrid heat pump | 50 | Vented closet | 4 | 1.4174 | Y
US | NE | Hybrid heat pump | 50 | Vented closet | 5+ | 1.3976 | Y
US | NE | Hybrid heat pump | 80 | Garage | 1 | 1.9219 | Y
US | NE | Hybrid heat pump | 80 | Garage | 2 | 2.1064 | Y
US | NE | Hybrid heat pump | 80 | Garage | 3 | 2.191 | Y
US | NE | Hybrid heat pump | 80 | Garage | 4 | 2.0601 | Y
US | NE | Hybrid heat pump | 80 | Garage | 5+ | 2.0115 | Y
US | NE | Hybrid heat pump | 80 | Basement | 1 | 2.2472 | Y
US | NE | Hybrid heat pump | 80 | Basement | 2 | 2.476 | Y
US | NE | Hybrid heat pump | 80 | Basement | 3 | 2.6189 | Y
US | NE | Hybrid heat pump | 80 | Basement | 4 | 2.4227 | Y
US | NE | Hybrid heat pump | 80 | Basement | 5+ | 2.3379 | Y
US | NE | Hybrid heat pump | 80 | Vented closet | 1 | 1.4784 | Y
US | NE | Hybrid heat pump | 80 | Vented closet | 2 | 1.5653 | Y
US | NE | Hybrid heat pump | 80 | Vented closet | 3 | 1.6201 | Y
US | NE | Hybrid heat pump | 80 | Vented closet | 4 | 1.5287 | Y
US | NE | Hybrid heat pump | 80 | Vented closet | 5+ | 1.535 | Y
US | NE | Electric resistance | 50 | Indoors | 1 | 0.93223 | Y
US | NE | Electric resistance | 50 | Indoors | 2 | 0.9533 | Y
US | NE | Electric resistance | 50 | Indoors | 3 | 0.96512 | Y
US | NE | Electric resistance | 50 | Indoors | 4 | 0.97136 | Y
US | NE | Electric resistance | 50 | Indoors | 5+ | 0.98036 | Y
US | NE | Electric resistance | 80 | Indoors | 1 | 0.93308 | Y
US | NE | Electric resistance | 80 | Indoors | 2 | 0.95394 | Y
US | NE | Electric resistance | 80 | Indoors | 3 | 0.96547 | Y
US | NE | Electric resistance | 80 | Indoors | 4 | 0.97194 | Y
US | NE | Electric resistance | 80 | Indoors | 5+ | 0.98041 | Y
US | NE | Pure heat pump | 40 | Split system | 1 | 2.6831 | Y
US | NE | Pure heat pump | 40 | Split system | 2 | 2.9914 | Y
US | NE | Pure heat pump | 40 | Split system | 3 | 3.1364 | Y
US | NE | Pure heat pump | 40 | Split system | 4 | 3.2195 | Y
US | NE | Pure heat pump | 40 | Split system | 5+ | 3.3953 | Y
US | NE | Pure heat pump | 80 | Split system | 1 | 2.7942 | Y
US | NE | Pure heat pump | 80 | Split system | 2 | 2.9895 | Y
US | NE | Pure heat pump | 80 | Split system | 3 | 3.1347 | Y
US | NE | Pure heat pump | 80 | Split system | 4 | 3.1525 | Y
US | NE | Pure heat pump | 80 | Split system | 5+ | 3.3202 | Y
US | NH | Hybrid heat pump | 50 | Garage | 1 | 1.8263 | Y
US | NH | Hybrid heat pump | 50 | Garage | 2 | 2.0046 | Y
US | NH | Hybrid heat pump | 50 | Garage | 3 | 1.9973 | Y
US | NH | Hybrid heat pump | 50 | Garage | 4 | 1.7551 | Y
US | NH | Hybrid heat pump | 50 | Garage | 5+ | 1.6094 | Y
US | NH | Hybrid heat pump | 50 | Basement | 1 | 2.1303 | Y
US | NH | Hybrid heat pump | 50 | Basement | 2 | 2.3254 | Y
US | NH | Hybrid heat pump | 50 | Basement | 3 | 2.2528 | Y
US | NH | Hybrid heat pump | 50 | Basement | 4 | 1.9339 | Y
US | NH | Hybrid heat pump | 50 | Basement | 5+ | 1.7086 | Y
US | NH | Hybrid heat pump | 50 | Vented closet | 1 | 1.3213 | Y
US | NH | Hybrid heat pump | 50 | Vented closet | 2 | 1.4176 | Y
US | NH | Hybrid heat pump | 50 | Vented closet | 3 | 1.466 | Y
US | NH | Hybrid heat pump | 50 | Vented closet | 4 | 1.3889 | Y
US | NH | Hybrid heat pump | 50 | Vented closet | 5+ | 1.3672 | Y
US | NH | Hybrid heat pump | 80 | Garage | 1 | 1.9466 | Y
US | NH | Hybrid heat pump | 80 | Garage | 2 | 2.1438 | Y
US | NH | Hybrid heat pump | 80 | Garage | 3 | 2.2525 | Y
US | NH | Hybrid heat pump | 80 | Garage | 4 | 2.0906 | Y
US | NH | Hybrid heat pump | 80 | Garage | 5+ | 2.0611 | Y
US | NH | Hybrid heat pump | 80 | Basement | 1 | 2.2369 | Y
US | NH | Hybrid heat pump | 80 | Basement | 2 | 2.4696 | Y
US | NH | Hybrid heat pump | 80 | Basement | 3 | 2.6093 | Y
US | NH | Hybrid heat pump | 80 | Basement | 4 | 2.4195 | Y
US | NH | Hybrid heat pump | 80 | Basement | 5+ | 2.3608 | Y
US | NH | Hybrid heat pump | 80 | Vented closet | 1 | 1.4112 | Y
US | NH | Hybrid heat pump | 80 | Vented closet | 2 | 1.5351 | Y
US | NH | Hybrid heat pump | 80 | Vented closet | 3 | 1.5697 | Y
US | NH | Hybrid heat pump | 80 | Vented closet | 4 | 1.5098 | Y
US | NH | Hybrid heat pump | 80 | Vented closet | 5+ | 1.5209 | Y
US | NH | Electric resistance | 50 | Indoors | 1 | 0.92985 | Y
US | NH | Electric resistance | 50 | Indoors | 2 | 0.95149 | Y
US | NH | Electric resistance | 50 | Indoors | 3 | 0.96367 | Y
US | NH | Electric resistance | 50 | Indoors | 4 | 0.97038 | Y
US | NH | Electric resistance | 50 | Indoors | 5+ | 0.97965 | Y
US | NH | Electric resistance | 80 | Indoors | 1 | 0.93078 | Y
US | NH | Electric resistance | 80 | Indoors | 2 | 0.95214 | Y
US | NH | Electric resistance | 80 | Indoors | 3 | 0.96405 | Y
US | NH | Electric resistance | 80 | Indoors | 4 | 0.97084 | Y
US | NH | Electric resistance | 80 | Indoors | 5+ | 0.97966 | Y
US | NH | Pure heat pump | 40 | Split system | 1 | 2.6578 | Y
US | NH | Pure heat pump | 40 | Split system | 2 | 3.0102 | Y
US | NH | Pure heat pump | 40 | Split system | 3 | 3.1486 | Y
US | NH | Pure heat pump | 40 | Split system | 4 | 3.2292 | Y
US | NH | Pure heat pump | 40 | Split system | 5+ | 3.4019 | Y
US | NH | Pure heat pump | 80 | Split system | 1 | 2.7576 | Y
US | NH | Pure heat pump | 80 | Split system | 2 | 3.0001 | Y
US | NH | Pure heat pump | 80 | Split system | 3 | 3.1193 | Y
US | NH | Pure heat pump | 80 | Split system | 4 | 3.1755 | Y
US | NH | Pure heat pump | 80 | Split system | 5+ | 3.3319 | Y
US | NJ | Hybrid heat pump | 50 | Garage | 1 | 2.0745 | Y
US | NJ | Hybrid heat pump | 50 | Garage | 2 | 2.289 | Y
US | NJ | Hybrid heat pump | 50 | Garage | 3 | 2.24 | Y
US | NJ | Hybrid heat pump | 50 | Garage | 4 | 1.9585 | Y
US | NJ | Hybrid heat pump | 50 | Garage | 5+ | 1.7944 | Y
US | NJ | Hybrid heat pump | 50 | Basement | 1 | 2.1914 | Y
US | NJ | Hybrid heat pump | 50 | Basement | 2 | 2.4059 | Y
US | NJ | Hybrid heat pump | 50 | Basement | 3 | 2.3432 | Y
US | NJ | Hybrid heat pump | 50 | Basement | 4 | 2.0276 | Y
US | NJ | Hybrid heat pump | 50 | Basement | 5+ | 1.8332 | Y
US | NJ | Hybrid heat pump | 50 | Vented closet | 1 | 1.5994 | Y
US | NJ | Hybrid heat pump | 50 | Vented closet | 2 | 1.7487 | Y
US | NJ | Hybrid heat pump | 50 | Vented closet | 3 | 1.7667 | Y
US | NJ | Hybrid heat pump | 50 | Vented closet | 4 | 1.6211 | Y
US | NJ | Hybrid heat pump | 50 | Vented closet | 5+ | 1.5637 | Y
US | NJ | Hybrid heat pump | 80 | Garage | 1 | 2.1531 | Y
US | NJ | Hybrid heat pump | 80 | Garage | 2 | 2.3894 | Y
US | NJ | Hybrid heat pump | 80 | Garage | 3 | 2.532 | Y
US | NJ | Hybrid heat pump | 80 | Garage | 4 | 2.3612 | Y
US | NJ | Hybrid heat pump | 80 | Garage | 5+ | 2.3715 | Y
US | NJ | Hybrid heat pump | 80 | Basement | 1 | 2.2455 | Y
US | NJ | Hybrid heat pump | 80 | Basement | 2 | 2.4939 | Y
US | NJ | Hybrid heat pump | 80 | Basement | 3 | 2.6692 | Y
US | NJ | Hybrid heat pump | 80 | Basement | 4 | 2.4922 | Y
US | NJ | Hybrid heat pump | 80 | Basement | 5+ | 2.48 | Y
US | NJ | Hybrid heat pump | 80 | Vented closet | 1 | 1.7471 | Y
US | NJ | Hybrid heat pump | 80 | Vented closet | 2 | 1.8785 | Y
US | NJ | Hybrid heat pump | 80 | Vented closet | 3 | 1.9517 | Y
US | NJ | Hybrid heat pump | 80 | Vented closet | 4 | 1.8354 | Y
US | NJ | Hybrid heat pump | 80 | Vented closet | 5+ | 1.8261 | Y
US | NJ | Electric resistance | 50 | Indoors | 1 | 0.92815 | Y
US | NJ | Electric resistance | 50 | Indoors | 2 | 0.9505 | Y
US | NJ | Electric resistance | 50 | Indoors | 3 | 0.96277 | Y
US | NJ | Electric resistance | 50 | Indoors | 4 | 0.96962 | Y
US | NJ | Electric resistance | 50 | Indoors | 5+ | 0.97909 | Y
US | NJ | Electric resistance | 80 | Indoors | 1 | 0.92958 | Y
US | NJ | Electric resistance | 80 | Indoors | 2 | 0.95129 | Y
US | NJ | Electric resistance | 80 | Indoors | 3 | 0.96344 | Y
US | NJ | Electric resistance | 80 | Indoors | 4 | 0.97029 | Y
US | NJ | Electric resistance | 80 | Indoors | 5+ | 0.97921 | Y
US | NJ | Pure heat pump | 40 | Split system | 1 | 2.764 | Y
US | NJ | Pure heat pump | 40 | Split system | 2 | 3.1388 | Y
US | NJ | Pure heat pump | 40 | Split system | 3 | 3.2743 | Y
US | NJ | Pure heat pump | 40 | Split system | 4 | 3.3533 | Y
US | NJ | Pure heat pump | 40 | Split system | 5+ | 3.5318 | Y
US | NJ | Pure heat pump | 80 | Split system | 1 | 2.859 | Y
US | NJ | Pure heat pump | 80 | Split system | 2 | 3.1222 | Y
US | NJ | Pure heat pump | 80 | Split system | 3 | 3.2338 | Y
US | NJ | Pure heat pump | 80 | Split system | 4 | 3.2964 | Y
US | NJ | Pure heat pump | 80 | Split system | 5+ | 3.4604 | Y
US | NM | Hybrid heat pump | 50 | Garage | 1 | 2.2105 | Y
US | NM | Hybrid heat pump | 50 | Garage | 2 | 2.4335 | Y
US | NM | Hybrid heat pump | 50 | Garage | 3 | 2.3742 | Y
US | NM | Hybrid heat pump | 50 | Garage | 4 | 2.0295 | Y
US | NM | Hybrid heat pump | 50 | Garage | 5+ | 1.9011 | Y
US | NM | Hybrid heat pump | 50 | Basement | 1 | 2.2441 | Y
US | NM | Hybrid heat pump | 50 | Basement | 2 | 2.4499 | Y
US | NM | Hybrid heat pump | 50 | Basement | 3 | 2.3716 | Y
US | NM | Hybrid heat pump | 50 | Basement | 4 | 2.0427 | Y
US | NM | Hybrid heat pump | 50 | Basement | 5+ | 1.897 | Y
US | NM | Hybrid heat pump | 50 | Vented closet | 1 | 1.7773 | Y
US | NM | Hybrid heat pump | 50 | Vented closet | 2 | 1.9255 | Y
US | NM | Hybrid heat pump | 50 | Vented closet | 3 | 1.9753 | Y
US | NM | Hybrid heat pump | 50 | Vented closet | 4 | 1.7192 | Y
US | NM | Hybrid heat pump | 50 | Vented closet | 5+ | 1.6753 | Y
US | NM | Hybrid heat pump | 80 | Garage | 1 | 2.2498 | Y
US | NM | Hybrid heat pump | 80 | Garage | 2 | 2.4991 | Y
US | NM | Hybrid heat pump | 80 | Garage | 3 | 2.6999 | Y
US | NM | Hybrid heat pump | 80 | Garage | 4 | 2.4945 | Y
US | NM | Hybrid heat pump | 80 | Garage | 5+ | 2.5081 | Y
US | NM | Hybrid heat pump | 80 | Basement | 1 | 2.2488 | Y
US | NM | Hybrid heat pump | 80 | Basement | 2 | 2.4996 | Y
US | NM | Hybrid heat pump | 80 | Basement | 3 | 2.6847 | Y
US | NM | Hybrid heat pump | 80 | Basement | 4 | 2.5079 | Y
US | NM | Hybrid heat pump | 80 | Basement | 5+ | 2.5135 | Y
US | NM | Hybrid heat pump | 80 | Vented closet | 1 | 2.0753 | Y
US | NM | Hybrid heat pump | 80 | Vented closet | 2 | 2.187 | Y
US | NM | Hybrid heat pump | 80 | Vented closet | 3 | 2.2474 | Y
US | NM | Hybrid heat pump | 80 | Vented closet | 4 | 2.0464 | Y
US | NM | Hybrid heat pump | 80 | Vented closet | 5+ | 1.9538 | Y
US | NM | Electric resistance | 50 | Indoors | 1 | 0.93002 | Y
US | NM | Electric resistance | 50 | Indoors | 2 | 0.95169 | Y
US | NM | Electric resistance | 50 | Indoors | 3 | 0.96381 | Y
US | NM | Electric resistance | 50 | Indoors | 4 | 0.97039 | Y
US | NM | Electric resistance | 50 | Indoors | 5+ | 0.97956 | Y
US | NM | Electric resistance | 80 | Indoors | 1 | 0.93144 | Y
US | NM | Electric resistance | 80 | Indoors | 2 | 0.9526 | Y
US | NM | Electric resistance | 80 | Indoors | 3 | 0.96443 | Y
US | NM | Electric resistance | 80 | Indoors | 4 | 0.97116 | Y
US | NM | Electric resistance | 80 | Indoors | 5+ | 0.97974 | Y
US | NM | Pure heat pump | 40 | Split system | 1 | 2.7855 | Y
US | NM | Pure heat pump | 40 | Split system | 2 | 3.1227 | Y
US | NM | Pure heat pump | 40 | Split system | 3 | 3.302 | Y
US | NM | Pure heat pump | 40 | Split system | 4 | 3.3663 | Y
US | NM | Pure heat pump | 40 | Split system | 5+ | 3.5954 | Y
US | NM | Pure heat pump | 80 | Split system | 1 | 2.9423 | Y
US | NM | Pure heat pump | 80 | Split system | 2 | 3.1795 | Y
US | NM | Pure heat pump | 80 | Split system | 3 | 3.3122 | Y
US | NM | Pure heat pump | 80 | Split system | 4 | 3.3068 | Y
US | NM | Pure heat pump | 80 | Split system | 5+ | 3.5305 | Y
US | NV | Hybrid heat pump | 50 | Garage | 1 | 2.3697 | Y
US | NV | Hybrid heat pump | 50 | Garage | 2 | 2.5684 | Y
US | NV | Hybrid heat pump | 50 | Garage | 3 | 2.5611 | Y
US | NV | Hybrid heat pump | 50 | Garage | 4 | 2.1525 | Y
US | NV | Hybrid heat pump | 50 | Garage | 5+ | 2.077 | Y
US | NV | Hybrid heat pump | 50 | Basement | 1 | 2.2842 | Y
US | NV | Hybrid heat pump | 50 | Basement | 2 | 2.4716 | Y
US | NV | Hybrid heat pump | 50 | Basement | 3 | 2.4509 | Y
US | NV | Hybrid heat pump | 50 | Basement | 4 | 2.0942 | Y
US | NV | Hybrid heat pump | 50 | Basement | 5+ | 2.0214 | Y
US | NV | Hybrid heat pump | 50 | Vented closet | 1 | 2.1332 | Y
US | NV | Hybrid heat pump | 50 | Vented closet | 2 | 2.2858 | Y
US | NV | Hybrid heat pump | 50 | Vented closet | 3 | 2.3119 | Y
US | NV | Hybrid heat pump | 50 | Vented closet | 4 | 1.9738 | Y
US | NV | Hybrid heat pump | 50 | Vented closet | 5+ | 1.9371 | Y
US | NV | Hybrid heat pump | 80 | Garage | 1 | 2.3723 | Y
US | NV | Hybrid heat pump | 80 | Garage | 2 | 2.6241 | Y
US | NV | Hybrid heat pump | 80 | Garage | 3 | 2.821 | Y
US | NV | Hybrid heat pump | 80 | Garage | 4 | 2.6318 | Y
US | NV | Hybrid heat pump | 80 | Garage | 5+ | 2.6332 | Y
US | NV | Hybrid heat pump | 80 | Basement | 1 | 2.2651 | Y
US | NV | Hybrid heat pump | 80 | Basement | 2 | 2.5233 | Y
US | NV | Hybrid heat pump | 80 | Basement | 3 | 2.7097 | Y
US | NV | Hybrid heat pump | 80 | Basement | 4 | 2.5566 | Y
US | NV | Hybrid heat pump | 80 | Basement | 5+ | 2.5499 | Y
US | NV | Hybrid heat pump | 80 | Vented closet | 1 | 2.2574 | Y
US | NV | Hybrid heat pump | 80 | Vented closet | 2 | 2.438 | Y
US | NV | Hybrid heat pump | 80 | Vented closet | 3 | 2.5909 | Y
US | NV | Hybrid heat pump | 80 | Vented closet | 4 | 2.4219 | Y
US | NV | Hybrid heat pump | 80 | Vented closet | 5+ | 2.3989 | Y
US | NV | Electric resistance | 50 | Indoors | 1 | 0.93349 | Y
US | NV | Electric resistance | 50 | Indoors | 2 | 0.95439 | Y
US | NV | Electric resistance | 50 | Indoors | 3 | 0.96593 | Y
US | NV | Electric resistance | 50 | Indoors | 4 | 0.97207 | Y
US | NV | Electric resistance | 50 | Indoors | 5+ | 0.98046 | Y
US | NV | Electric resistance | 80 | Indoors | 1 | 0.93556 | Y
US | NV | Electric resistance | 80 | Indoors | 2 | 0.95568 | Y
US | NV | Electric resistance | 80 | Indoors | 3 | 0.9665 | Y
US | NV | Electric resistance | 80 | Indoors | 4 | 0.97264 | Y
US | NV | Electric resistance | 80 | Indoors | 5+ | 0.98099 | Y
US | NV | Pure heat pump | 40 | Split system | 1 | 2.9176 | Y
US | NV | Pure heat pump | 40 | Split system | 2 | 3.2737 | Y
US | NV | Pure heat pump | 40 | Split system | 3 | 3.4083 | Y
US | NV | Pure heat pump | 40 | Split system | 4 | 3.4756 | Y
US | NV | Pure heat pump | 40 | Split system | 5+ | 3.7032 | Y
US | NV | Pure heat pump | 80 | Split system | 1 | 3.0555 | Y
US | NV | Pure heat pump | 80 | Split system | 2 | 3.3089 | Y
US | NV | Pure heat pump | 80 | Split system | 3 | 3.4231 | Y
US | NV | Pure heat pump | 80 | Split system | 4 | 3.4432 | Y
US | NV | Pure heat pump | 80 | Split system | 5+ | 3.6354 | Y
US | NY | Hybrid heat pump | 50 | Garage | 1 | 2.0015 | Y
US | NY | Hybrid heat pump | 50 | Garage | 2 | 2.1927 | Y
US | NY | Hybrid heat pump | 50 | Garage | 3 | 2.1486 | Y
US | NY | Hybrid heat pump | 50 | Garage | 4 | 1.8798 | Y
US | NY | Hybrid heat pump | 50 | Garage | 5+ | 1.7151 | Y
US | NY | Hybrid heat pump | 50 | Basement | 1 | 2.16 | Y
US | NY | Hybrid heat pump | 50 | Basement | 2 | 2.3782 | Y
US | NY | Hybrid heat pump | 50 | Basement | 3 | 2.3088 | Y
US | NY | Hybrid heat pump | 50 | Basement | 4 | 1.9865 | Y
US | NY | Hybrid heat pump | 50 | Basement | 5+ | 1.7675 | Y
US | NY | Hybrid heat pump | 50 | Vented closet | 1 | 1.4792 | Y
US | NY | Hybrid heat pump | 50 | Vented closet | 2 | 1.5967 | Y
US | NY | Hybrid heat pump | 50 | Vented closet | 3 | 1.6241 | Y
US | NY | Hybrid heat pump | 50 | Vented closet | 4 | 1.5189 | Y
US | NY | Hybrid heat pump | 50 | Vented closet | 5+ | 1.4777 | Y
US | NY | Hybrid heat pump | 80 | Garage | 1 | 2.0991 | Y
US | NY | Hybrid heat pump | 80 | Garage | 2 | 2.3251 | Y
US | NY | Hybrid heat pump | 80 | Garage | 3 | 2.4511 | Y
US | NY | Hybrid heat pump | 80 | Garage | 4 | 2.2831 | Y
US | NY | Hybrid heat pump | 80 | Garage | 5+ | 2.2769 | Y
US | NY | Hybrid heat pump | 80 | Basement | 1 | 2.2425 | Y
US | NY | Hybrid heat pump | 80 | Basement | 2 | 2.4858 | Y
US | NY | Hybrid heat pump | 80 | Basement | 3 | 2.6563 | Y
US | NY | Hybrid heat pump | 80 | Basement | 4 | 2.4729 | Y
US | NY | Hybrid heat pump | 80 | Basement | 5+ | 2.4414 | Y
US | NY | Hybrid heat pump | 80 | Vented closet | 1 | 1.5745 | Y
US | NY | Hybrid heat pump | 80 | Vented closet | 2 | 1.6984 | Y
US | NY | Hybrid heat pump | 80 | Vented closet | 3 | 1.76 | Y
US | NY | Hybrid heat pump | 80 | Vented closet | 4 | 1.6907 | Y
US | NY | Hybrid heat pump | 80 | Vented closet | 5+ | 1.7039 | Y
US | NY | Electric resistance | 50 | Indoors | 1 | 0.92902 | Y
US | NY | Electric resistance | 50 | Indoors | 2 | 0.95094 | Y
US | NY | Electric resistance | 50 | Indoors | 3 | 0.96323 | Y
US | NY | Electric resistance | 50 | Indoors | 4 | 0.96998 | Y
US | NY | Electric resistance | 50 | Indoors | 5+ | 0.97936 | Y
US | NY | Electric resistance | 80 | Indoors | 1 | 0.93021 | Y
US | NY | Electric resistance | 80 | Indoors | 2 | 0.95174 | Y
US | NY | Electric resistance | 80 | Indoors | 3 | 0.96382 | Y
US | NY | Electric resistance | 80 | Indoors | 4 | 0.97058 | Y
US | NY | Electric resistance | 80 | Indoors | 5+ | 0.97943 | Y
US | NY | Pure heat pump | 40 | Split system | 1 | 2.7283 | Y
US | NY | Pure heat pump | 40 | Split system | 2 | 3.1122 | Y
US | NY | Pure heat pump | 40 | Split system | 3 | 3.2343 | Y
US | NY | Pure heat pump | 40 | Split system | 4 | 3.3217 | Y
US | NY | Pure heat pump | 40 | Split system | 5+ | 3.4859 | Y
US | NY | Pure heat pump | 80 | Split system | 1 | 2.8183 | Y
US | NY | Pure heat pump | 80 | Split system | 2 | 3.0768 | Y
US | NY | Pure heat pump | 80 | Split system | 3 | 3.1903 | Y
US | NY | Pure heat pump | 80 | Split system | 4 | 3.2657 | Y
US | NY | Pure heat pump | 80 | Split system | 5+ | 3.4095 | Y
US | OH | Hybrid heat pump | 50 | Garage | 1 | 1.9229 | Y
US | OH | Hybrid heat pump | 50 | Garage | 2 | 2.1049 | Y
US | OH | Hybrid heat pump | 50 | Garage | 3 | 2.0854 | Y
US | OH | Hybrid heat pump | 50 | Garage | 4 | 1.833 | Y
US | OH | Hybrid heat pump | 50 | Garage | 5+ | 1.6814 | Y
US | OH | Hybrid heat pump | 50 | Basement | 1 | 2.1414 | Y
US | OH | Hybrid heat pump | 50 | Basement | 2 | 2.3519 | Y
US | OH | Hybrid heat pump | 50 | Basement | 3 | 2.2851 | Y
US | OH | Hybrid heat pump | 50 | Basement | 4 | 1.9721 | Y
US | OH | Hybrid heat pump | 50 | Basement | 5+ | 1.7501 | Y
US | OH | Hybrid heat pump | 50 | Vented closet | 1 | 1.4133 | Y
US | OH | Hybrid heat pump | 50 | Vented closet | 2 | 1.5245 | Y
US | OH | Hybrid heat pump | 50 | Vented closet | 3 | 1.5588 | Y
US | OH | Hybrid heat pump | 50 | Vented closet | 4 | 1.4777 | Y
US | OH | Hybrid heat pump | 50 | Vented closet | 5+ | 1.4522 | Y
US | OH | Hybrid heat pump | 80 | Garage | 1 | 2.0405 | Y
US | OH | Hybrid heat pump | 80 | Garage | 2 | 2.248 | Y
US | OH | Hybrid heat pump | 80 | Garage | 3 | 2.3517 | Y
US | OH | Hybrid heat pump | 80 | Garage | 4 | 2.2148 | Y
US | OH | Hybrid heat pump | 80 | Garage | 5+ | 2.1882 | Y
US | OH | Hybrid heat pump | 80 | Basement | 1 | 2.2417 | Y
US | OH | Hybrid heat pump | 80 | Basement | 2 | 2.48 | Y
US | OH | Hybrid heat pump | 80 | Basement | 3 | 2.6493 | Y
US | OH | Hybrid heat pump | 80 | Basement | 4 | 2.4639 | Y
US | OH | Hybrid heat pump | 80 | Basement | 5+ | 2.4109 | Y
US | OH | Hybrid heat pump | 80 | Vented closet | 1 | 1.5107 | Y
US | OH | Hybrid heat pump | 80 | Vented closet | 2 | 1.6183 | Y
US | OH | Hybrid heat pump | 80 | Vented closet | 3 | 1.6927 | Y
US | OH | Hybrid heat pump | 80 | Vented closet | 4 | 1.6178 | Y
US | OH | Hybrid heat pump | 80 | Vented closet | 5+ | 1.6281 | Y
US | OH | Electric resistance | 50 | Indoors | 1 | 0.92961 | Y
US | OH | Electric resistance | 50 | Indoors | 2 | 0.95139 | Y
US | OH | Electric resistance | 50 | Indoors | 3 | 0.9636 | Y
US | OH | Electric resistance | 50 | Indoors | 4 | 0.97027 | Y
US | OH | Electric resistance | 50 | Indoors | 5+ | 0.97956 | Y
US | OH | Electric resistance | 80 | Indoors | 1 | 0.93083 | Y
US | OH | Electric resistance | 80 | Indoors | 2 | 0.95218 | Y
US | OH | Electric resistance | 80 | Indoors | 3 | 0.96409 | Y
US | OH | Electric resistance | 80 | Indoors | 4 | 0.97085 | Y
US | OH | Electric resistance | 80 | Indoors | 5+ | 0.97961 | Y
US | OH | Pure heat pump | 40 | Split system | 1 | 2.705 | Y
US | OH | Pure heat pump | 40 | Split system | 2 | 3.0655 | Y
US | OH | Pure heat pump | 40 | Split system | 3 | 3.2074 | Y
US | OH | Pure heat pump | 40 | Split system | 4 | 3.2885 | Y
US | OH | Pure heat pump | 40 | Split system | 5+ | 3.4565 | Y
US | OH | Pure heat pump | 80 | Split system | 1 | 2.7968 | Y
US | OH | Pure heat pump | 80 | Split system | 2 | 3.0451 | Y
US | OH | Pure heat pump | 80 | Split system | 3 | 3.1754 | Y
US | OH | Pure heat pump | 80 | Split system | 4 | 3.2253 | Y
US | OH | Pure heat pump | 80 | Split system | 5+ | 3.3747 | Y
US | OK | Hybrid heat pump | 50 | Garage | 1 | 2.1833 | N
US | OK | Hybrid heat pump | 50 | Garage | 2 | 2.4229 | N
US | OK | Hybrid heat pump | 50 | Garage | 3 | 2.3565 | N
US | OK | Hybrid heat pump | 50 | Garage | 4 | 2.0428 | N
US | OK | Hybrid heat pump | 50 | Garage | 5+ | 1.8812 | N
US | OK | Hybrid heat pump | 50 | Basement | 1 | 2.2229 | N
US | OK | Hybrid heat pump | 50 | Basement | 2 | 2.4681 | N
US | OK | Hybrid heat pump | 50 | Basement | 3 | 2.3724 | N
US | OK | Hybrid heat pump | 50 | Basement | 4 | 2.0572 | N
US | OK | Hybrid heat pump | 50 | Basement | 5+ | 1.8777 | N
US | OK | Hybrid heat pump | 50 | Vented closet | 1 | 1.7196 | N
US | OK | Hybrid heat pump | 50 | Vented closet | 2 | 1.8687 | N
US | OK | Hybrid heat pump | 50 | Vented closet | 3 | 1.9029 | N
US | OK | Hybrid heat pump | 50 | Vented closet | 4 | 1.7297 | N
US | OK | Hybrid heat pump | 50 | Vented closet | 5+ | 1.6749 | N
US | OK | Hybrid heat pump | 80 | Garage | 1 | 2.269 | N
US | OK | Hybrid heat pump | 80 | Garage | 2 | 2.5148 | N
US | OK | Hybrid heat pump | 80 | Garage | 3 | 2.6885 | N
US | OK | Hybrid heat pump | 80 | Garage | 4 | 2.4948 | N
US | OK | Hybrid heat pump | 80 | Garage | 5+ | 2.4839 | N
US | OK | Hybrid heat pump | 80 | Basement | 1 | 2.2571 | N
US | OK | Hybrid heat pump | 80 | Basement | 2 | 2.5084 | N
US | OK | Hybrid heat pump | 80 | Basement | 3 | 2.6924 | N
US | OK | Hybrid heat pump | 80 | Basement | 4 | 2.5269 | N
US | OK | Hybrid heat pump | 80 | Basement | 5+ | 2.5286 | N
US | OK | Hybrid heat pump | 80 | Vented closet | 1 | 1.8974 | N
US | OK | Hybrid heat pump | 80 | Vented closet | 2 | 2.0184 | N
US | OK | Hybrid heat pump | 80 | Vented closet | 3 | 2.1293 | N
US | OK | Hybrid heat pump | 80 | Vented closet | 4 | 1.9994 | N
US | OK | Hybrid heat pump | 80 | Vented closet | 5+ | 1.9758 | N
US | OK | Electric resistance | 50 | Indoors | 1 | 0.93182 | N
US | OK | Electric resistance | 50 | Indoors | 2 | 0.95301 | N
US | OK | Electric resistance | 50 | Indoors | 3 | 0.96486 | N
US | OK | Electric resistance | 50 | Indoors | 4 | 0.97096 | N
US | OK | Electric resistance | 50 | Indoors | 5+ | 0.97998 | N
US | OK | Electric resistance | 80 | Indoors | 1 | 0.9331 | N
US | OK | Electric resistance | 80 | Indoors | 2 | 0.95382 | N
US | OK | Electric resistance | 80 | Indoors | 3 | 0.96547 | N
US | OK | Electric resistance | 80 | Indoors | 4 | 0.97178 | N
US | OK | Electric resistance | 80 | Indoors | 5+ | 0.98034 | N
US | OK | Pure heat pump | 40 | Split system | 1 | 2.839 | N
US | OK | Pure heat pump | 40 | Split system | 2 | 3.1637 | N
US | OK | Pure heat pump | 40 | Split system | 3 | 3.3229 | N
US | OK | Pure heat pump | 40 | Split system | 4 | 3.3957 | N
US | OK | Pure heat pump | 40 | Split system | 5+ | 3.5807 | N
US | OK | Pure heat pump | 80 | Split system | 1 | 2.9456 | N
US | OK | Pure heat pump | 80 | Split system | 2 | 3.1738 | N
US | OK | Pure heat pump | 80 | Split system | 3 | 3.3247 | N
US | OK | Pure heat pump | 80 | Split system | 4 | 3.3225 | N
US | OK | Pure heat pump | 80 | Split system | 5+ | 3.5019 | N
US | OR | Hybrid heat pump | 50 | Garage | 1 | 2.2531 | N
US | OR | Hybrid heat pump | 50 | Garage | 2 | 2.4329 | N
US | OR | Hybrid heat pump | 50 | Garage | 3 | 2.4332 | N
US | OR | Hybrid heat pump | 50 | Garage | 4 | 2.0688 | N
US | OR | Hybrid heat pump | 50 | Garage | 5+ | 1.9768 | N
US | OR | Hybrid heat pump | 50 | Basement | 1 | 2.2791 | N
US | OR | Hybrid heat pump | 50 | Basement | 2 | 2.4488 | N
US | OR | Hybrid heat pump | 50 | Basement | 3 | 2.4408 | N
US | OR | Hybrid heat pump | 50 | Basement | 4 | 2.0887 | N
US | OR | Hybrid heat pump | 50 | Basement | 5+ | 1.9848 | N
US | OR | Hybrid heat pump | 50 | Vented closet | 1 | 1.9277 | N
US | OR | Hybrid heat pump | 50 | Vented closet | 2 | 2.0669 | N
US | OR | Hybrid heat pump | 50 | Vented closet | 3 | 2.1099 | N
US | OR | Hybrid heat pump | 50 | Vented closet | 4 | 1.8137 | N
US | OR | Hybrid heat pump | 50 | Vented closet | 5+ | 1.7491 | N
US | OR | Hybrid heat pump | 80 | Garage | 1 | 2.2226 | N
US | OR | Hybrid heat pump | 80 | Garage | 2 | 2.4689 | N
US | OR | Hybrid heat pump | 80 | Garage | 3 | 2.6526 | N
US | OR | Hybrid heat pump | 80 | Garage | 4 | 2.4858 | N
US | OR | Hybrid heat pump | 80 | Garage | 5+ | 2.5028 | N
US | OR | Hybrid heat pump | 80 | Basement | 1 | 2.2335 | N
US | OR | Hybrid heat pump | 80 | Basement | 2 | 2.4844 | N
US | OR | Hybrid heat pump | 80 | Basement | 3 | 2.6564 | N
US | OR | Hybrid heat pump | 80 | Basement | 4 | 2.4994 | N
US | OR | Hybrid heat pump | 80 | Basement | 5+ | 2.5048 | N
US | OR | Hybrid heat pump | 80 | Vented closet | 1 | 2.0143 | N
US | OR | Hybrid heat pump | 80 | Vented closet | 2 | 2.1771 | N
US | OR | Hybrid heat pump | 80 | Vented closet | 3 | 2.2948 | N
US | OR | Hybrid heat pump | 80 | Vented closet | 4 | 2.166 | N
US | OR | Hybrid heat pump | 80 | Vented closet | 5+ | 2.1494 | N
US | OR | Electric resistance | 50 | Indoors | 1 | 0.92425 | N
US | OR | Electric resistance | 50 | Indoors | 2 | 0.94808 | N
US | OR | Electric resistance | 50 | Indoors | 3 | 0.96094 | N
US | OR | Electric resistance | 50 | Indoors | 4 | 0.96808 | N
US | OR | Electric resistance | 50 | Indoors | 5+ | 0.97807 | N
US | OR | Electric resistance | 80 | Indoors | 1 | 0.92629 | N
US | OR | Electric resistance | 80 | Indoors | 2 | 0.94919 | N
US | OR | Electric resistance | 80 | Indoors | 3 | 0.96162 | N
US | OR | Electric resistance | 80 | Indoors | 4 | 0.96859 | N
US | OR | Electric resistance | 80 | Indoors | 5+ | 0.97811 | N
US | OR | Pure heat pump | 40 | Split system | 1 | 2.7262 | N
US | OR | Pure heat pump | 40 | Split system | 2 | 3.1253 | N
US | OR | Pure heat pump | 40 | Split system | 3 | 3.3292 | N
US | OR | Pure heat pump | 40 | Split system | 4 | 3.3834 | N
US | OR | Pure heat pump | 40 | Split system | 5+ | 3.5761 | N
US | OR | Pure heat pump | 80 | Split system | 1 | 2.8378 | N
US | OR | Pure heat pump | 80 | Split system | 2 | 3.1429 | N
US | OR | Pure heat pump | 80 | Split system | 3 | 3.2785 | N
US | OR | Pure heat pump | 80 | Split system | 4 | 3.3035 | N
US | OR | Pure heat pump | 80 | Split system | 5+ | 3.4933 | N
US | PA | Hybrid heat pump | 50 | Garage | 1 | 2.0401 | Y
US | PA | Hybrid heat pump | 50 | Garage | 2 | 2.2372 | Y
US | PA | Hybrid heat pump | 50 | Garage | 3 | 2.1906 | Y
US | PA | Hybrid heat pump | 50 | Garage | 4 | 1.9119 | Y
US | PA | Hybrid heat pump | 50 | Garage | 5+ | 1.7475 | Y
US | PA | Hybrid heat pump | 50 | Basement | 1 | 2.1703 | Y
US | PA | Hybrid heat pump | 50 | Basement | 2 | 2.3833 | Y
US | PA | Hybrid heat pump | 50 | Basement | 3 | 2.3139 | Y
US | PA | Hybrid heat pump | 50 | Basement | 4 | 1.9987 | Y
US | PA | Hybrid heat pump | 50 | Basement | 5+ | 1.7918 | Y
US | PA | Hybrid heat pump | 50 | Vented closet | 1 | 1.5145 | Y
US | PA | Hybrid heat pump | 50 | Vented closet | 2 | 1.6277 | Y
US | PA | Hybrid heat pump | 50 | Vented closet | 3 | 1.6614 | Y
US | PA | Hybrid heat pump | 50 | Vented closet | 4 | 1.5467 | Y
US | PA | Hybrid heat pump | 50 | Vented closet | 5+ | 1.5065 | Y
US | PA | Hybrid heat pump | 80 | Garage | 1 | 2.1369 | Y
US | PA | Hybrid heat pump | 80 | Garage | 2 | 2.3594 | Y
US | PA | Hybrid heat pump | 80 | Garage | 3 | 2.5122 | Y
US | PA | Hybrid heat pump | 80 | Garage | 4 | 2.3313 | Y
US | PA | Hybrid heat pump | 80 | Garage | 5+ | 2.3196 | Y
US | PA | Hybrid heat pump | 80 | Basement | 1 | 2.243 | Y
US | PA | Hybrid heat pump | 80 | Basement | 2 | 2.4872 | Y
US | PA | Hybrid heat pump | 80 | Basement | 3 | 2.6645 | Y
US | PA | Hybrid heat pump | 80 | Basement | 4 | 2.4799 | Y
US | PA | Hybrid heat pump | 80 | Basement | 5+ | 2.4526 | Y
US | PA | Hybrid heat pump | 80 | Vented closet | 1 | 1.6258 | Y
US | PA | Hybrid heat pump | 80 | Vented closet | 2 | 1.7437 | Y
US | PA | Hybrid heat pump | 80 | Vented closet | 3 | 1.8176 | Y
US | PA | Hybrid heat pump | 80 | Vented closet | 4 | 1.7286 | Y
US | PA | Hybrid heat pump | 80 | Vented closet | 5+ | 1.7216 | Y
US | PA | Electric resistance | 50 | Indoors | 1 | 0.92878 | Y
US | PA | Electric resistance | 50 | Indoors | 2 | 0.95086 | Y
US | PA | Electric resistance | 50 | Indoors | 3 | 0.96316 | Y
US | PA | Electric resistance | 50 | Indoors | 4 | 0.96991 | Y
US | PA | Electric resistance | 50 | Indoors | 5+ | 0.97931 | Y
US | PA | Electric resistance | 80 | Indoors | 1 | 0.93018 | Y
US | PA | Electric resistance | 80 | Indoors | 2 | 0.95169 | Y
US | PA | Electric resistance | 80 | Indoors | 3 | 0.96374 | Y
US | PA | Electric resistance | 80 | Indoors | 4 | 0.97054 | Y
US | PA | Electric resistance | 80 | Indoors | 5+ | 0.9794 | Y
US | PA | Pure heat pump | 40 | Split system | 1 | 2.7334 | Y
US | PA | Pure heat pump | 40 | Split system | 2 | 3.1029 | Y
US | PA | Pure heat pump | 40 | Split system | 3 | 3.247 | Y
US | PA | Pure heat pump | 40 | Split system | 4 | 3.3257 | Y
US | PA | Pure heat pump | 40 | Split system | 5+ | 3.5036 | Y
US | PA | Pure heat pump | 80 | Split system | 1 | 2.8347 | Y
US | PA | Pure heat pump | 80 | Split system | 2 | 3.085 | Y
US | PA | Pure heat pump | 80 | Split system | 3 | 3.2176 | Y
US | PA | Pure heat pump | 80 | Split system | 4 | 3.2664 | Y
US | PA | Pure heat pump | 80 | Split system | 5+ | 3.4261 | Y
US | RI | Hybrid heat pump | 50 | Garage | 1 | 1.9719 | Y
US | RI | Hybrid heat pump | 50 | Garage | 2 | 2.1644 | Y
US | RI | Hybrid heat pump | 50 | Garage | 3 | 2.1218 | Y
US | RI | Hybrid heat pump | 50 | Garage | 4 | 1.8563 | Y
US | RI | Hybrid heat pump | 50 | Garage | 5+ | 1.6904 | Y
US | RI | Hybrid heat pump | 50 | Basement | 1 | 2.1785 | Y
US | RI | Hybrid heat pump | 50 | Basement | 2 | 2.3702 | Y
US | RI | Hybrid heat pump | 50 | Basement | 3 | 2.2671 | Y
US | RI | Hybrid heat pump | 50 | Basement | 4 | 1.973 | Y
US | RI | Hybrid heat pump | 50 | Basement | 5+ | 1.7641 | Y
US | RI | Hybrid heat pump | 50 | Vented closet | 1 | 1.4394 | Y
US | RI | Hybrid heat pump | 50 | Vented closet | 2 | 1.5249 | Y
US | RI | Hybrid heat pump | 50 | Vented closet | 3 | 1.5687 | Y
US | RI | Hybrid heat pump | 50 | Vented closet | 4 | 1.4856 | Y
US | RI | Hybrid heat pump | 50 | Vented closet | 5+ | 1.4398 | Y
US | RI | Hybrid heat pump | 80 | Garage | 1 | 2.0605 | Y
US | RI | Hybrid heat pump | 80 | Garage | 2 | 2.2851 | Y
US | RI | Hybrid heat pump | 80 | Garage | 3 | 2.4197 | Y
US | RI | Hybrid heat pump | 80 | Garage | 4 | 2.2636 | Y
US | RI | Hybrid heat pump | 80 | Garage | 5+ | 2.2532 | Y
US | RI | Hybrid heat pump | 80 | Basement | 1 | 2.2384 | Y
US | RI | Hybrid heat pump | 80 | Basement | 2 | 2.4794 | Y
US | RI | Hybrid heat pump | 80 | Basement | 3 | 2.6552 | Y
US | RI | Hybrid heat pump | 80 | Basement | 4 | 2.4536 | Y
US | RI | Hybrid heat pump | 80 | Basement | 5+ | 2.4431 | Y
US | RI | Hybrid heat pump | 80 | Vented closet | 1 | 1.5649 | Y
US | RI | Hybrid heat pump | 80 | Vented closet | 2 | 1.6806 | Y
US | RI | Hybrid heat pump | 80 | Vented closet | 3 | 1.7243 | Y
US | RI | Hybrid heat pump | 80 | Vented closet | 4 | 1.6369 | Y
US | RI | Hybrid heat pump | 80 | Vented closet | 5+ | 1.6342 | Y
US | RI | Electric resistance | 50 | Indoors | 1 | 0.92827 | Y
US | RI | Electric resistance | 50 | Indoors | 2 | 0.95049 | Y
US | RI | Electric resistance | 50 | Indoors | 3 | 0.9628 | Y
US | RI | Electric resistance | 50 | Indoors | 4 | 0.96974 | Y
US | RI | Electric resistance | 50 | Indoors | 5+ | 0.97921 | Y
US | RI | Electric resistance | 80 | Indoors | 1 | 0.92946 | Y
US | RI | Electric resistance | 80 | Indoors | 2 | 0.9512 | Y
US | RI | Electric resistance | 80 | Indoors | 3 | 0.96345 | Y
US | RI | Electric resistance | 80 | Indoors | 4 | 0.97034 | Y
US | RI | Electric resistance | 80 | Indoors | 5+ | 0.97927 | Y
US | RI | Pure heat pump | 40 | Split system | 1 | 2.7057 | Y
US | RI | Pure heat pump | 40 | Split system | 2 | 3.0937 | Y
US | RI | Pure heat pump | 40 | Split system | 3 | 3.2156 | Y
US | RI | Pure heat pump | 40 | Split system | 4 | 3.3048 | Y
US | RI | Pure heat pump | 40 | Split system | 5+ | 3.4664 | Y
US | RI | Pure heat pump | 80 | Split system | 1 | 2.8015 | Y
US | RI | Pure heat pump | 80 | Split system | 2 | 3.0646 | Y
US | RI | Pure heat pump | 80 | Split system | 3 | 3.1652 | Y
US | RI | Pure heat pump | 80 | Split system | 4 | 3.2671 | Y
US | RI | Pure heat pump | 80 | Split system | 5+ | 3.4022 | Y
US | SC | Hybrid heat pump | 50 | Garage | 1 | 2.3578 | Y
US | SC | Hybrid heat pump | 50 | Garage | 2 | 2.5707 | Y
US | SC | Hybrid heat pump | 50 | Garage | 3 | 2.5855 | Y
US | SC | Hybrid heat pump | 50 | Garage | 4 | 2.2141 | Y
US | SC | Hybrid heat pump | 50 | Garage | 5+ | 2.1186 | Y
US | SC | Hybrid heat pump | 50 | Basement | 1 | 2.2774 | Y
US | SC | Hybrid heat pump | 50 | Basement | 2 | 2.4786 | Y
US | SC | Hybrid heat pump | 50 | Basement | 3 | 2.4912 | Y
US | SC | Hybrid heat pump | 50 | Basement | 4 | 2.1578 | Y
US | SC | Hybrid heat pump | 50 | Basement | 5+ | 2.0662 | Y
US | SC | Hybrid heat pump | 50 | Vented closet | 1 | 2.0901 | Y
US | SC | Hybrid heat pump | 50 | Vented closet | 2 | 2.2198 | Y
US | SC | Hybrid heat pump | 50 | Vented closet | 3 | 2.2773 | Y
US | SC | Hybrid heat pump | 50 | Vented closet | 4 | 1.9904 | Y
US | SC | Hybrid heat pump | 50 | Vented closet | 5+ | 1.9236 | Y
US | SC | Hybrid heat pump | 80 | Garage | 1 | 2.3479 | Y
US | SC | Hybrid heat pump | 80 | Garage | 2 | 2.5988 | Y
US | SC | Hybrid heat pump | 80 | Garage | 3 | 2.7989 | Y
US | SC | Hybrid heat pump | 80 | Garage | 4 | 2.6496 | Y
US | SC | Hybrid heat pump | 80 | Garage | 5+ | 2.6768 | Y
US | SC | Hybrid heat pump | 80 | Basement | 1 | 2.2521 | Y
US | SC | Hybrid heat pump | 80 | Basement | 2 | 2.5182 | Y
US | SC | Hybrid heat pump | 80 | Basement | 3 | 2.6948 | Y
US | SC | Hybrid heat pump | 80 | Basement | 4 | 2.5756 | Y
US | SC | Hybrid heat pump | 80 | Basement | 5+ | 2.5984 | Y
US | SC | Hybrid heat pump | 80 | Vented closet | 1 | 2.2095 | Y
US | SC | Hybrid heat pump | 80 | Vented closet | 2 | 2.3776 | Y
US | SC | Hybrid heat pump | 80 | Vented closet | 3 | 2.5092 | Y
US | SC | Hybrid heat pump | 80 | Vented closet | 4 | 2.3814 | Y
US | SC | Hybrid heat pump | 80 | Vented closet | 5+ | 2.3268 | Y
US | SC | Electric resistance | 50 | Indoors | 1 | 0.92848 | Y
US | SC | Electric resistance | 50 | Indoors | 2 | 0.95081 | Y
US | SC | Electric resistance | 50 | Indoors | 3 | 0.96314 | Y
US | SC | Electric resistance | 50 | Indoors | 4 | 0.96975 | Y
US | SC | Electric resistance | 50 | Indoors | 5+ | 0.97907 | Y
US | SC | Electric resistance | 80 | Indoors | 1 | 0.93066 | Y
US | SC | Electric resistance | 80 | Indoors | 2 | 0.95197 | Y
US | SC | Electric resistance | 80 | Indoors | 3 | 0.96384 | Y
US | SC | Electric resistance | 80 | Indoors | 4 | 0.97068 | Y
US | SC | Electric resistance | 80 | Indoors | 5+ | 0.97924 | Y
US | SC | Pure heat pump | 40 | Split system | 1 | 2.879 | Y
US | SC | Pure heat pump | 40 | Split system | 2 | 3.2223 | Y
US | SC | Pure heat pump | 40 | Split system | 3 | 3.4158 | Y
US | SC | Pure heat pump | 40 | Split system | 4 | 3.4689 | Y
US | SC | Pure heat pump | 40 | Split system | 5+ | 3.6648 | Y
US | SC | Pure heat pump | 80 | Split system | 1 | 2.9937 | Y
US | SC | Pure heat pump | 80 | Split system | 2 | 3.2569 | Y
US | SC | Pure heat pump | 80 | Split system | 3 | 3.3927 | Y
US | SC | Pure heat pump | 80 | Split system | 4 | 3.3899 | Y
US | SC | Pure heat pump | 80 | Split system | 5+ | 3.5975 | Y
US | SD | Hybrid heat pump | 50 | Garage | 1 | 1.6029 | Y
US | SD | Hybrid heat pump | 50 | Garage | 2 | 1.7594 | Y
US | SD | Hybrid heat pump | 50 | Garage | 3 | 1.7495 | Y
US | SD | Hybrid heat pump | 50 | Garage | 4 | 1.5789 | Y
US | SD | Hybrid heat pump | 50 | Garage | 5+ | 1.4853 | Y
US | SD | Hybrid heat pump | 50 | Basement | 1 | 2.0555 | Y
US | SD | Hybrid heat pump | 50 | Basement | 2 | 2.268 | Y
US | SD | Hybrid heat pump | 50 | Basement | 3 | 2.1736 | Y
US | SD | Hybrid heat pump | 50 | Basement | 4 | 1.8294 | Y
US | SD | Hybrid heat pump | 50 | Basement | 5+ | 1.6119 | Y
US | SD | Hybrid heat pump | 50 | Vented closet | 1 | 1.1976 | Y
US | SD | Hybrid heat pump | 50 | Vented closet | 2 | 1.2904 | Y
US | SD | Hybrid heat pump | 50 | Vented closet | 3 | 1.3313 | Y
US | SD | Hybrid heat pump | 50 | Vented closet | 4 | 1.2975 | Y
US | SD | Hybrid heat pump | 50 | Vented closet | 5+ | 1.2974 | Y
US | SD | Hybrid heat pump | 80 | Garage | 1 | 1.7257 | Y
US | SD | Hybrid heat pump | 80 | Garage | 2 | 1.8766 | Y
US | SD | Hybrid heat pump | 80 | Garage | 3 | 1.9364 | Y
US | SD | Hybrid heat pump | 80 | Garage | 4 | 1.8387 | Y
US | SD | Hybrid heat pump | 80 | Garage | 5+ | 1.7962 | Y
US | SD | Hybrid heat pump | 80 | Basement | 1 | 2.2435 | Y
US | SD | Hybrid heat pump | 80 | Basement | 2 | 2.4598 | Y
US | SD | Hybrid heat pump | 80 | Basement | 3 | 2.5387 | Y
US | SD | Hybrid heat pump | 80 | Basement | 4 | 2.3531 | Y
US | SD | Hybrid heat pump | 80 | Basement | 5+ | 2.1934 | Y
US | SD | Hybrid heat pump | 80 | Vented closet | 1 | 1.2913 | Y
US | SD | Hybrid heat pump | 80 | Vented closet | 2 | 1.3721 | Y
US | SD | Hybrid heat pump | 80 | Vented closet | 3 | 1.4287 | Y
US | SD | Hybrid heat pump | 80 | Vented closet | 4 | 1.3745 | Y
US | SD | Hybrid heat pump | 80 | Vented closet | 5+ | 1.386 | Y
US | SD | Electric resistance | 50 | Indoors | 1 | 0.93313 | Y
US | SD | Electric resistance | 50 | Indoors | 2 | 0.9539 | Y
US | SD | Electric resistance | 50 | Indoors | 3 | 0.96562 | Y
US | SD | Electric resistance | 50 | Indoors | 4 | 0.97179 | Y
US | SD | Electric resistance | 50 | Indoors | 5+ | 0.98068 | Y
US | SD | Electric resistance | 80 | Indoors | 1 | 0.9337 | Y
US | SD | Electric resistance | 80 | Indoors | 2 | 0.95428 | Y
US | SD | Electric resistance | 80 | Indoors | 3 | 0.96582 | Y
US | SD | Electric resistance | 80 | Indoors | 4 | 0.97223 | Y
US | SD | Electric resistance | 80 | Indoors | 5+ | 0.98071 | Y
US | SD | Pure heat pump | 40 | Split system | 1 | 2.604 | Y
US | SD | Pure heat pump | 40 | Split system | 2 | 2.9015 | Y
US | SD | Pure heat pump | 40 | Split system | 3 | 3.0283 | Y
US | SD | Pure heat pump | 40 | Split system | 4 | 3.1149 | Y
US | SD | Pure heat pump | 40 | Split system | 5+ | 3.2772 | Y
US | SD | Pure heat pump | 80 | Split system | 1 | 2.7074 | Y
US | SD | Pure heat pump | 80 | Split system | 2 | 2.8849 | Y
US | SD | Pure heat pump | 80 | Split system | 3 | 3.0069 | Y
US | SD | Pure heat pump | 80 | Split system | 4 | 3.0676 | Y
US | SD | Pure heat pump | 80 | Split system | 5+ | 3.2036 | Y
US | TN | Hybrid heat pump | 50 | Garage | 1 | 2.2872 | Y
US | TN | Hybrid heat pump | 50 | Garage | 2 | 2.4969 | Y
US | TN | Hybrid heat pump | 50 | Garage | 3 | 2.4679 | Y
US | TN | Hybrid heat pump | 50 | Garage | 4 | 2.1273 | Y
US | TN | Hybrid heat pump | 50 | Garage | 5+ | 1.9813 | Y
US | TN | Hybrid heat pump | 50 | Basement | 1 | 2.2579 | Y
US | TN | Hybrid heat pump | 50 | Basement | 2 | 2.4724 | Y
US | TN | Hybrid heat pump | 50 | Basement | 3 | 2.4473 | Y
US | TN | Hybrid heat pump | 50 | Basement | 4 | 2.0998 | Y
US | TN | Hybrid heat pump | 50 | Basement | 5+ | 1.9566 | Y
US | TN | Hybrid heat pump | 50 | Vented closet | 1 | 1.8938 | Y
US | TN | Hybrid heat pump | 50 | Vented closet | 2 | 2.0297 | Y
US | TN | Hybrid heat pump | 50 | Vented closet | 3 | 2.0658 | Y
US | TN | Hybrid heat pump | 50 | Vented closet | 4 | 1.8441 | Y
US | TN | Hybrid heat pump | 50 | Vented closet | 5+ | 1.7803 | Y
US | TN | Hybrid heat pump | 80 | Garage | 1 | 2.3126 | Y
US | TN | Hybrid heat pump | 80 | Garage | 2 | 2.5532 | Y
US | TN | Hybrid heat pump | 80 | Garage | 3 | 2.7417 | Y
US | TN | Hybrid heat pump | 80 | Garage | 4 | 2.5629 | Y
US | TN | Hybrid heat pump | 80 | Garage | 5+ | 2.5788 | Y
US | TN | Hybrid heat pump | 80 | Basement | 1 | 2.2548 | Y
US | TN | Hybrid heat pump | 80 | Basement | 2 | 2.5146 | Y
US | TN | Hybrid heat pump | 80 | Basement | 3 | 2.6943 | Y
US | TN | Hybrid heat pump | 80 | Basement | 4 | 2.5515 | Y
US | TN | Hybrid heat pump | 80 | Basement | 5+ | 2.5593 | Y
US | TN | Hybrid heat pump | 80 | Vented closet | 1 | 2.006 | Y
US | TN | Hybrid heat pump | 80 | Vented closet | 2 | 2.1477 | Y
US | TN | Hybrid heat pump | 80 | Vented closet | 3 | 2.2843 | Y
US | TN | Hybrid heat pump | 80 | Vented closet | 4 | 2.1549 | Y
US | TN | Hybrid heat pump | 80 | Vented closet | 5+ | 2.1292 | Y
US | TN | Electric resistance | 50 | Indoors | 1 | 0.9299 | Y
US | TN | Electric resistance | 50 | Indoors | 2 | 0.9516 | Y
US | TN | Electric resistance | 50 | Indoors | 3 | 0.96374 | Y
US | TN | Electric resistance | 50 | Indoors | 4 | 0.97022 | Y
US | TN | Electric resistance | 50 | Indoors | 5+ | 0.97944 | Y
US | TN | Electric resistance | 80 | Indoors | 1 | 0.93126 | Y
US | TN | Electric resistance | 80 | Indoors | 2 | 0.9526 | Y
US | TN | Electric resistance | 80 | Indoors | 3 | 0.96438 | Y
US | TN | Electric resistance | 80 | Indoors | 4 | 0.97112 | Y
US | TN | Electric resistance | 80 | Indoors | 5+ | 0.97961 | Y
US | TN | Pure heat pump | 40 | Split system | 1 | 2.8668 | Y
US | TN | Pure heat pump | 40 | Split system | 2 | 3.2155 | Y
US | TN | Pure heat pump | 40 | Split system | 3 | 3.3784 | Y
US | TN | Pure heat pump | 40 | Split system | 4 | 3.444 | Y
US | TN | Pure heat pump | 40 | Split system | 5+ | 3.632 | Y
US | TN | Pure heat pump | 80 | Split system | 1 | 2.9769 | Y
US | TN | Pure heat pump | 80 | Split system | 2 | 3.2034 | Y
US | TN | Pure heat pump | 80 | Split system | 3 | 3.3539 | Y
US | TN | Pure heat pump | 80 | Split system | 4 | 3.3836 | Y
US | TN | Pure heat pump | 80 | Split system | 5+ | 3.5637 | Y
US | TX | Hybrid heat pump | 50 | Garage | 1 | 2.4656 | Y
US | TX | Hybrid heat pump | 50 | Garage | 2 | 2.6763 | Y
US | TX | Hybrid heat pump | 50 | Garage | 3 | 2.7678 | Y
US | TX | Hybrid heat pump | 50 | Garage | 4 | 2.3853 | Y
US | TX | Hybrid heat pump | 50 | Garage | 5+ | 2.3404 | Y
US | TX | Hybrid heat pump | 50 | Basement | 1 | 2.2883 | Y
US | TX | Hybrid heat pump | 50 | Basement | 2 | 2.494 | Y
US | TX | Hybrid heat pump | 50 | Basement | 3 | 2.5749 | Y
US | TX | Hybrid heat pump | 50 | Basement | 4 | 2.2572 | Y
US | TX | Hybrid heat pump | 50 | Basement | 5+ | 2.2159 | Y
US | TX | Hybrid heat pump | 50 | Vented closet | 1 | 2.3084 | Y
US | TX | Hybrid heat pump | 50 | Vented closet | 2 | 2.4702 | Y
US | TX | Hybrid heat pump | 50 | Vented closet | 3 | 2.5863 | Y
US | TX | Hybrid heat pump | 50 | Vented closet | 4 | 2.2296 | Y
US | TX | Hybrid heat pump | 50 | Vented closet | 5+ | 2.2056 | Y
US | TX | Hybrid heat pump | 80 | Garage | 1 | 2.4401 | Y
US | TX | Hybrid heat pump | 80 | Garage | 2 | 2.7056 | Y
US | TX | Hybrid heat pump | 80 | Garage | 3 | 2.9045 | Y
US | TX | Hybrid heat pump | 80 | Garage | 4 | 2.8126 | Y
US | TX | Hybrid heat pump | 80 | Garage | 5+ | 2.8549 | Y
US | TX | Hybrid heat pump | 80 | Basement | 1 | 2.2584 | Y
US | TX | Hybrid heat pump | 80 | Basement | 2 | 2.5311 | Y
US | TX | Hybrid heat pump | 80 | Basement | 3 | 2.7132 | Y
US | TX | Hybrid heat pump | 80 | Basement | 4 | 2.6516 | Y
US | TX | Hybrid heat pump | 80 | Basement | 5+ | 2.6956 | Y
US | TX | Hybrid heat pump | 80 | Vented closet | 1 | 2.3502 | Y
US | TX | Hybrid heat pump | 80 | Vented closet | 2 | 2.5567 | Y
US | TX | Hybrid heat pump | 80 | Vented closet | 3 | 2.7257 | Y
US | TX | Hybrid heat pump | 80 | Vented closet | 4 | 2.6559 | Y
US | TX | Hybrid heat pump | 80 | Vented closet | 5+ | 2.6589 | Y
US | TX | Electric resistance | 50 | Indoors | 1 | 0.93103 | Y
US | TX | Electric resistance | 50 | Indoors | 2 | 0.95262 | Y
US | TX | Electric resistance | 50 | Indoors | 3 | 0.9646 | Y
US | TX | Electric resistance | 50 | Indoors | 4 | 0.97071 | Y
US | TX | Electric resistance | 50 | Indoors | 5+ | 0.97968 | Y
US | TX | Electric resistance | 80 | Indoors | 1 | 0.93338 | Y
US | TX | Electric resistance | 80 | Indoors | 2 | 0.95408 | Y
US | TX | Electric resistance | 80 | Indoors | 3 | 0.96539 | Y
US | TX | Electric resistance | 80 | Indoors | 4 | 0.97185 | Y
US | TX | Electric resistance | 80 | Indoors | 5+ | 0.97996 | Y
US | TX | Pure heat pump | 40 | Split system | 1 | 2.9823 | Y
US | TX | Pure heat pump | 40 | Split system | 2 | 3.2984 | Y
US | TX | Pure heat pump | 40 | Split system | 3 | 3.5034 | Y
US | TX | Pure heat pump | 40 | Split system | 4 | 3.5455 | Y
US | TX | Pure heat pump | 40 | Split system | 5+ | 3.7357 | Y
US | TX | Pure heat pump | 80 | Split system | 1 | 3.0837 | Y
US | TX | Pure heat pump | 80 | Split system | 2 | 3.3438 | Y
US | TX | Pure heat pump | 80 | Split system | 3 | 3.4771 | Y
US | TX | Pure heat pump | 80 | Split system | 4 | 3.4521 | Y
US | TX | Pure heat pump | 80 | Split system | 5+ | 3.6597 | Y
US | UT | Hybrid heat pump | 50 | Garage | 1 | 2.0763 | Y
US | UT | Hybrid heat pump | 50 | Garage | 2 | 2.2844 | Y
US | UT | Hybrid heat pump | 50 | Garage | 3 | 2.2133 | Y
US | UT | Hybrid heat pump | 50 | Garage | 4 | 1.9136 | Y
US | UT | Hybrid heat pump | 50 | Garage | 5+ | 1.7332 | Y
US | UT | Hybrid heat pump | 50 | Basement | 1 | 2.1879 | Y
US | UT | Hybrid heat pump | 50 | Basement | 2 | 2.3974 | Y
US | UT | Hybrid heat pump | 50 | Basement | 3 | 2.2916 | Y
US | UT | Hybrid heat pump | 50 | Basement | 4 | 1.9841 | Y
US | UT | Hybrid heat pump | 50 | Basement | 5+ | 1.7635 | Y
US | UT | Hybrid heat pump | 50 | Vented closet | 1 | 1.5036 | Y
US | UT | Hybrid heat pump | 50 | Vented closet | 2 | 1.6076 | Y
US | UT | Hybrid heat pump | 50 | Vented closet | 3 | 1.6622 | Y
US | UT | Hybrid heat pump | 50 | Vented closet | 4 | 1.5249 | Y
US | UT | Hybrid heat pump | 50 | Vented closet | 5+ | 1.4788 | Y
US | UT | Hybrid heat pump | 80 | Garage | 1 | 2.1737 | Y
US | UT | Hybrid heat pump | 80 | Garage | 2 | 2.4087 | Y
US | UT | Hybrid heat pump | 80 | Garage | 3 | 2.5811 | Y
US | UT | Hybrid heat pump | 80 | Garage | 4 | 2.3639 | Y
US | UT | Hybrid heat pump | 80 | Garage | 5+ | 2.3792 | Y
US | UT | Hybrid heat pump | 80 | Basement | 1 | 2.2471 | Y
US | UT | Hybrid heat pump | 80 | Basement | 2 | 2.4866 | Y
US | UT | Hybrid heat pump | 80 | Basement | 3 | 2.6692 | Y
US | UT | Hybrid heat pump | 80 | Basement | 4 | 2.4708 | Y
US | UT | Hybrid heat pump | 80 | Basement | 5+ | 2.4523 | Y
US | UT | Hybrid heat pump | 80 | Vented closet | 1 | 1.6586 | Y
US | UT | Hybrid heat pump | 80 | Vented closet | 2 | 1.7523 | Y
US | UT | Hybrid heat pump | 80 | Vented closet | 3 | 1.8117 | Y
US | UT | Hybrid heat pump | 80 | Vented closet | 4 | 1.7149 | Y
US | UT | Hybrid heat pump | 80 | Vented closet | 5+ | 1.7013 | Y
US | UT | Electric resistance | 50 | Indoors | 1 | 0.93078 | Y
US | UT | Electric resistance | 50 | Indoors | 2 | 0.95233 | Y
US | UT | Electric resistance | 50 | Indoors | 3 | 0.96433 | Y
US | UT | Electric resistance | 50 | Indoors | 4 | 0.97072 | Y
US | UT | Electric resistance | 50 | Indoors | 5+ | 0.97987 | Y
US | UT | Electric resistance | 80 | Indoors | 1 | 0.93191 | Y
US | UT | Electric resistance | 80 | Indoors | 2 | 0.95302 | Y
US | UT | Electric resistance | 80 | Indoors | 3 | 0.96474 | Y
US | UT | Electric resistance | 80 | Indoors | 4 | 0.97126 | Y
US | UT | Electric resistance | 80 | Indoors | 5+ | 0.98007 | Y
US | UT | Pure heat pump | 40 | Split system | 1 | 2.745 | Y
US | UT | Pure heat pump | 40 | Split system | 2 | 3.1053 | Y
US | UT | Pure heat pump | 40 | Split system | 3 | 3.2398 | Y
US | UT | Pure heat pump | 40 | Split system | 4 | 3.3156 | Y
US | UT | Pure heat pump | 40 | Split system | 5+ | 3.5131 | Y
US | UT | Pure heat pump | 80 | Split system | 1 | 2.8494 | Y
US | UT | Pure heat pump | 80 | Split system | 2 | 3.1031 | Y
US | UT | Pure heat pump | 80 | Split system | 3 | 3.2257 | Y
US | UT | Pure heat pump | 80 | Split system | 4 | 3.2712 | Y
US | UT | Pure heat pump | 80 | Split system | 5+ | 3.4307 | Y
US | VA | Hybrid heat pump | 50 | Garage | 1 | 2.202 | Y
US | VA | Hybrid heat pump | 50 | Garage | 2 | 2.393 | Y
US | VA | Hybrid heat pump | 50 | Garage | 3 | 2.3657 | Y
US | VA | Hybrid heat pump | 50 | Garage | 4 | 2.0391 | Y
US | VA | Hybrid heat pump | 50 | Garage | 5+ | 1.8864 | Y
US | VA | Hybrid heat pump | 50 | Basement | 1 | 2.2361 | Y
US | VA | Hybrid heat pump | 50 | Basement | 2 | 2.4461 | Y
US | VA | Hybrid heat pump | 50 | Basement | 3 | 2.391 | Y
US | VA | Hybrid heat pump | 50 | Basement | 4 | 2.0591 | Y
US | VA | Hybrid heat pump | 50 | Basement | 5+ | 1.8919 | Y
US | VA | Hybrid heat pump | 50 | Vented closet | 1 | 1.7652 | Y
US | VA | Hybrid heat pump | 50 | Vented closet | 2 | 1.8942 | Y
US | VA | Hybrid heat pump | 50 | Vented closet | 3 | 1.921 | Y
US | VA | Hybrid heat pump | 50 | Vented closet | 4 | 1.7265 | Y
US | VA | Hybrid heat pump | 50 | Vented closet | 5+ | 1.6637 | Y
US | VA | Hybrid heat pump | 80 | Garage | 1 | 2.2493 | Y
US | VA | Hybrid heat pump | 80 | Garage | 2 | 2.4906 | Y
US | VA | Hybrid heat pump | 80 | Garage | 3 | 2.6674 | Y
US | VA | Hybrid heat pump | 80 | Garage | 4 | 2.4712 | Y
US | VA | Hybrid heat pump | 80 | Garage | 5+ | 2.4762 | Y
US | VA | Hybrid heat pump | 80 | Basement | 1 | 2.2497 | Y
US | VA | Hybrid heat pump | 80 | Basement | 2 | 2.5046 | Y
US | VA | Hybrid heat pump | 80 | Basement | 3 | 2.6813 | Y
US | VA | Hybrid heat pump | 80 | Basement | 4 | 2.5119 | Y
US | VA | Hybrid heat pump | 80 | Basement | 5+ | 2.5128 | Y
US | VA | Hybrid heat pump | 80 | Vented closet | 1 | 1.9023 | Y
US | VA | Hybrid heat pump | 80 | Vented closet | 2 | 2.0232 | Y
US | VA | Hybrid heat pump | 80 | Vented closet | 3 | 2.1207 | Y
US | VA | Hybrid heat pump | 80 | Vented closet | 4 | 1.9996 | Y
US | VA | Hybrid heat pump | 80 | Vented closet | 5+ | 1.9835 | Y
US | VA | Electric resistance | 50 | Indoors | 1 | 0.92885 | Y
US | VA | Electric resistance | 50 | Indoors | 2 | 0.9509 | Y
US | VA | Electric resistance | 50 | Indoors | 3 | 0.96318 | Y
US | VA | Electric resistance | 50 | Indoors | 4 | 0.96988 | Y
US | VA | Electric resistance | 50 | Indoors | 5+ | 0.97921 | Y
US | VA | Electric resistance | 80 | Indoors | 1 | 0.93028 | Y
US | VA | Electric resistance | 80 | Indoors | 2 | 0.95181 | Y
US | VA | Electric resistance | 80 | Indoors | 3 | 0.96376 | Y
US | VA | Electric resistance | 80 | Indoors | 4 | 0.97063 | Y
US | VA | Electric resistance | 80 | Indoors | 5+ | 0.97938 | Y
US | VA | Pure heat pump | 40 | Split system | 1 | 2.8121 | Y
US | VA | Pure heat pump | 40 | Split system | 2 | 3.1727 | Y
US | VA | Pure heat pump | 40 | Split system | 3 | 3.3225 | Y
US | VA | Pure heat pump | 40 | Split system | 4 | 3.3979 | Y
US | VA | Pure heat pump | 40 | Split system | 5+ | 3.5813 | Y
US | VA | Pure heat pump | 80 | Split system | 1 | 2.9207 | Y
US | VA | Pure heat pump | 80 | Split system | 2 | 3.1733 | Y
US | VA | Pure heat pump | 80 | Split system | 3 | 3.2942 | Y
US | VA | Pure heat pump | 80 | Split system | 4 | 3.3448 | Y
US | VA | Pure heat pump | 80 | Split system | 5+ | 3.5152 | Y
US | VT | Hybrid heat pump | 50 | Garage | 1 | 1.7152 | Y
US | VT | Hybrid heat pump | 50 | Garage | 2 | 1.877 | Y
US | VT | Hybrid heat pump | 50 | Garage | 3 | 1.8726 | Y
US | VT | Hybrid heat pump | 50 | Garage | 4 | 1.6681 | Y
US | VT | Hybrid heat pump | 50 | Garage | 5+ | 1.5393 | Y
US | VT | Hybrid heat pump | 50 | Basement | 1 | 2.0844 | Y
US | VT | Hybrid heat pump | 50 | Basement | 2 | 2.2897 | Y
US | VT | Hybrid heat pump | 50 | Basement | 3 | 2.2309 | Y
US | VT | Hybrid heat pump | 50 | Basement | 4 | 1.8948 | Y
US | VT | Hybrid heat pump | 50 | Basement | 5+ | 1.6472 | Y
US | VT | Hybrid heat pump | 50 | Vented closet | 1 | 1.2286 | Y
US | VT | Hybrid heat pump | 50 | Vented closet | 2 | 1.3199 | Y
US | VT | Hybrid heat pump | 50 | Vented closet | 3 | 1.3583 | Y
US | VT | Hybrid heat pump | 50 | Vented closet | 4 | 1.3165 | Y
US | VT | Hybrid heat pump | 50 | Vented closet | 5+ | 1.3119 | Y
US | VT | Hybrid heat pump | 80 | Garage | 1 | 1.8515 | Y
US | VT | Hybrid heat pump | 80 | Garage | 2 | 2.0166 | Y
US | VT | Hybrid heat pump | 80 | Garage | 3 | 2.0663 | Y
US | VT | Hybrid heat pump | 80 | Garage | 4 | 1.9768 | Y
US | VT | Hybrid heat pump | 80 | Garage | 5+ | 1.9367 | Y
US | VT | Hybrid heat pump | 80 | Basement | 1 | 2.2338 | Y
US | VT | Hybrid heat pump | 80 | Basement | 2 | 2.4614 | Y
US | VT | Hybrid heat pump | 80 | Basement | 3 | 2.566 | Y
US | VT | Hybrid heat pump | 80 | Basement | 4 | 2.3908 | Y
US | VT | Hybrid heat pump | 80 | Basement | 5+ | 2.32 | Y
US | VT | Hybrid heat pump | 80 | Vented closet | 1 | 1.2856 | Y
US | VT | Hybrid heat pump | 80 | Vented closet | 2 | 1.3908 | Y
US | VT | Hybrid heat pump | 80 | Vented closet | 3 | 1.4333 | Y
US | VT | Hybrid heat pump | 80 | Vented closet | 4 | 1.4056 | Y
US | VT | Hybrid heat pump | 80 | Vented closet | 5+ | 1.4281 | Y
US | VT | Electric resistance | 50 | Indoors | 1 | 0.93067 | Y
US | VT | Electric resistance | 50 | Indoors | 2 | 0.9521 | Y
US | VT | Electric resistance | 50 | Indoors | 3 | 0.96411 | Y
US | VT | Electric resistance | 50 | Indoors | 4 | 0.97076 | Y
US | VT | Electric resistance | 50 | Indoors | 5+ | 0.97995 | Y
US | VT | Electric resistance | 80 | Indoors | 1 | 0.93145 | Y
US | VT | Electric resistance | 80 | Indoors | 2 | 0.9526 | Y
US | VT | Electric resistance | 80 | Indoors | 3 | 0.96454 | Y
US | VT | Electric resistance | 80 | Indoors | 4 | 0.97124 | Y
US | VT | Electric resistance | 80 | Indoors | 5+ | 0.97992 | Y
US | VT | Pure heat pump | 40 | Split system | 1 | 2.6121 | Y
US | VT | Pure heat pump | 40 | Split system | 2 | 2.9765 | Y
US | VT | Pure heat pump | 40 | Split system | 3 | 3.0958 | Y
US | VT | Pure heat pump | 40 | Split system | 4 | 3.1852 | Y
US | VT | Pure heat pump | 40 | Split system | 5+ | 3.3462 | Y
US | VT | Pure heat pump | 80 | Split system | 1 | 2.7117 | Y
US | VT | Pure heat pump | 80 | Split system | 2 | 2.9303 | Y
US | VT | Pure heat pump | 80 | Split system | 3 | 3.0614 | Y
US | VT | Pure heat pump | 80 | Split system | 4 | 3.1271 | Y
US | VT | Pure heat pump | 80 | Split system | 5+ | 3.2708 | Y
US | WA | Hybrid heat pump | 50 | Garage | 1 | 2.2138 | Y
US | WA | Hybrid heat pump | 50 | Garage | 2 | 2.3918 | Y
US | WA | Hybrid heat pump | 50 | Garage | 3 | 2.3872 | Y
US | WA | Hybrid heat pump | 50 | Garage | 4 | 2.0467 | Y
US | WA | Hybrid heat pump | 50 | Garage | 5+ | 1.9286 | Y
US | WA | Hybrid heat pump | 50 | Basement | 1 | 2.263 | Y
US | WA | Hybrid heat pump | 50 | Basement | 2 | 2.4356 | Y
US | WA | Hybrid heat pump | 50 | Basement | 3 | 2.4158 | Y
US | WA | Hybrid heat pump | 50 | Basement | 4 | 2.0834 | Y
US | WA | Hybrid heat pump | 50 | Basement | 5+ | 1.9487 | Y
US | WA | Hybrid heat pump | 50 | Vented closet | 1 | 1.851 | Y
US | WA | Hybrid heat pump | 50 | Vented closet | 2 | 1.9932 | Y
US | WA | Hybrid heat pump | 50 | Vented closet | 3 | 2.023 | Y
US | WA | Hybrid heat pump | 50 | Vented closet | 4 | 1.7695 | Y
US | WA | Hybrid heat pump | 50 | Vented closet | 5+ | 1.6964 | Y
US | WA | Hybrid heat pump | 80 | Garage | 1 | 2.1965 | Y
US | WA | Hybrid heat pump | 80 | Garage | 2 | 2.4395 | Y
US | WA | Hybrid heat pump | 80 | Garage | 3 | 2.6121 | Y
US | WA | Hybrid heat pump | 80 | Garage | 4 | 2.4513 | Y
US | WA | Hybrid heat pump | 80 | Garage | 5+ | 2.4565 | Y
US | WA | Hybrid heat pump | 80 | Basement | 1 | 2.2325 | Y
US | WA | Hybrid heat pump | 80 | Basement | 2 | 2.4821 | Y
US | WA | Hybrid heat pump | 80 | Basement | 3 | 2.6499 | Y
US | WA | Hybrid heat pump | 80 | Basement | 4 | 2.4881 | Y
US | WA | Hybrid heat pump | 80 | Basement | 5+ | 2.4865 | Y
US | WA | Hybrid heat pump | 80 | Vented closet | 1 | 1.9336 | Y
US | WA | Hybrid heat pump | 80 | Vented closet | 2 | 2.1024 | Y
US | WA | Hybrid heat pump | 80 | Vented closet | 3 | 2.204 | Y
US | WA | Hybrid heat pump | 80 | Vented closet | 4 | 2.0903 | Y
US | WA | Hybrid heat pump | 80 | Vented closet | 5+ | 2.0688 | Y
US | WA | Electric resistance | 50 | Indoors | 1 | 0.92407 | Y
US | WA | Electric resistance | 50 | Indoors | 2 | 0.9479 | Y
US | WA | Electric resistance | 50 | Indoors | 3 | 0.96092 | Y
US | WA | Electric resistance | 50 | Indoors | 4 | 0.96804 | Y
US | WA | Electric resistance | 50 | Indoors | 5+ | 0.97804 | Y
US | WA | Electric resistance | 80 | Indoors | 1 | 0.92607 | Y
US | WA | Electric resistance | 80 | Indoors | 2 | 0.94901 | Y
US | WA | Electric resistance | 80 | Indoors | 3 | 0.96153 | Y
US | WA | Electric resistance | 80 | Indoors | 4 | 0.96841 | Y
US | WA | Electric resistance | 80 | Indoors | 5+ | 0.97807 | Y
US | WA | Pure heat pump | 40 | Split system | 1 | 2.7139 | Y
US | WA | Pure heat pump | 40 | Split system | 2 | 3.1246 | Y
US | WA | Pure heat pump | 40 | Split system | 3 | 3.3096 | Y
US | WA | Pure heat pump | 40 | Split system | 4 | 3.3732 | Y
US | WA | Pure heat pump | 40 | Split system | 5+ | 3.5528 | Y
US | WA | Pure heat pump | 80 | Split system | 1 | 2.8229 | Y
US | WA | Pure heat pump | 80 | Split system | 2 | 3.125 | Y
US | WA | Pure heat pump | 80 | Split system | 3 | 3.2503 | Y
US | WA | Pure heat pump | 80 | Split system | 4 | 3.294 | Y
US | WA | Pure heat pump | 80 | Split system | 5+ | 3.4731 | Y
US | WI | Hybrid heat pump | 50 | Garage | 1 | 1.6674 | Y
US | WI | Hybrid heat pump | 50 | Garage | 2 | 1.8285 | Y
US | WI | Hybrid heat pump | 50 | Garage | 3 | 1.8127 | Y
US | WI | Hybrid heat pump | 50 | Garage | 4 | 1.6339 | Y
US | WI | Hybrid heat pump | 50 | Garage | 5+ | 1.5208 | Y
US | WI | Hybrid heat pump | 50 | Basement | 1 | 2.0828 | Y
US | WI | Hybrid heat pump | 50 | Basement | 2 | 2.2819 | Y
US | WI | Hybrid heat pump | 50 | Basement | 3 | 2.1963 | Y
US | WI | Hybrid heat pump | 50 | Basement | 4 | 1.8694 | Y
US | WI | Hybrid heat pump | 50 | Basement | 5+ | 1.6419 | Y
US | WI | Hybrid heat pump | 50 | Vented closet | 1 | 1.2187 | Y
US | WI | Hybrid heat pump | 50 | Vented closet | 2 | 1.3172 | Y
US | WI | Hybrid heat pump | 50 | Vented closet | 3 | 1.3557 | Y
US | WI | Hybrid heat pump | 50 | Vented closet | 4 | 1.3169 | Y
US | WI | Hybrid heat pump | 50 | Vented closet | 5+ | 1.314 | Y
US | WI | Hybrid heat pump | 80 | Garage | 1 | 1.7931 | Y
US | WI | Hybrid heat pump | 80 | Garage | 2 | 1.959 | Y
US | WI | Hybrid heat pump | 80 | Garage | 3 | 2.0012 | Y
US | WI | Hybrid heat pump | 80 | Garage | 4 | 1.9167 | Y
US | WI | Hybrid heat pump | 80 | Garage | 5+ | 1.8744 | Y
US | WI | Hybrid heat pump | 80 | Basement | 1 | 2.2395 | Y
US | WI | Hybrid heat pump | 80 | Basement | 2 | 2.4647 | Y
US | WI | Hybrid heat pump | 80 | Basement | 3 | 2.544 | Y
US | WI | Hybrid heat pump | 80 | Basement | 4 | 2.3641 | Y
US | WI | Hybrid heat pump | 80 | Basement | 5+ | 2.2395 | Y
US | WI | Hybrid heat pump | 80 | Vented closet | 1 | 1.2931 | Y
US | WI | Hybrid heat pump | 80 | Vented closet | 2 | 1.3836 | Y
US | WI | Hybrid heat pump | 80 | Vented closet | 3 | 1.4499 | Y
US | WI | Hybrid heat pump | 80 | Vented closet | 4 | 1.4101 | Y
US | WI | Hybrid heat pump | 80 | Vented closet | 5+ | 1.4286 | Y
US | WI | Electric resistance | 50 | Indoors | 1 | 0.9317 | Y
US | WI | Electric resistance | 50 | Indoors | 2 | 0.95282 | Y
US | WI | Electric resistance | 50 | Indoors | 3 | 0.96471 | Y
US | WI | Electric resistance | 50 | Indoors | 4 | 0.97118 | Y
US | WI | Electric resistance | 50 | Indoors | 5+ | 0.98025 | Y
US | WI | Electric resistance | 80 | Indoors | 1 | 0.93234 | Y
US | WI | Electric resistance | 80 | Indoors | 2 | 0.95334 | Y
US | WI | Electric resistance | 80 | Indoors | 3 | 0.96504 | Y
US | WI | Electric resistance | 80 | Indoors | 4 | 0.97165 | Y
US | WI | Electric resistance | 80 | Indoors | 5+ | 0.98023 | Y
US | WI | Pure heat pump | 40 | Split system | 1 | 2.6282 | Y
US | WI | Pure heat pump | 40 | Split system | 2 | 2.9607 | Y
US | WI | Pure heat pump | 40 | Split system | 3 | 3.0829 | Y
US | WI | Pure heat pump | 40 | Split system | 4 | 3.1684 | Y
US | WI | Pure heat pump | 40 | Split system | 5+ | 3.3216 | Y
US | WI | Pure heat pump | 80 | Split system | 1 | 2.7081 | Y
US | WI | Pure heat pump | 80 | Split system | 2 | 2.9273 | Y
US | WI | Pure heat pump | 80 | Split system | 3 | 3.0482 | Y
US | WI | Pure heat pump | 80 | Split system | 4 | 3.1185 | Y
US | WI | Pure heat pump | 80 | Split system | 5+ | 3.2503 | Y
US | WV | Hybrid heat pump | 50 | Garage | 1 | 2.0465 | Y
US | WV | Hybrid heat pump | 50 | Garage | 2 | 2.2577 | Y
US | WV | Hybrid heat pump | 50 | Garage | 3 | 2.2223 | Y
US | WV | Hybrid heat pump | 50 | Garage | 4 | 1.9486 | Y
US | WV | Hybrid heat pump | 50 | Garage | 5+ | 1.7945 | Y
US | WV | Hybrid heat pump | 50 | Basement | 1 | 2.1884 | Y
US | WV | Hybrid heat pump | 50 | Basement | 2 | 2.4043 | Y
US | WV | Hybrid heat pump | 50 | Basement | 3 | 2.345 | Y
US | WV | Hybrid heat pump | 50 | Basement | 4 | 2.0295 | Y
US | WV | Hybrid heat pump | 50 | Basement | 5+ | 1.833 | Y
US | WV | Hybrid heat pump | 50 | Vented closet | 1 | 1.5727 | Y
US | WV | Hybrid heat pump | 50 | Vented closet | 2 | 1.7003 | Y
US | WV | Hybrid heat pump | 50 | Vented closet | 3 | 1.7435 | Y
US | WV | Hybrid heat pump | 50 | Vented closet | 4 | 1.6047 | Y
US | WV | Hybrid heat pump | 50 | Vented closet | 5+ | 1.5561 | Y
US | WV | Hybrid heat pump | 80 | Garage | 1 | 2.1395 | Y
US | WV | Hybrid heat pump | 80 | Garage | 2 | 2.3524 | Y
US | WV | Hybrid heat pump | 80 | Garage | 3 | 2.5127 | Y
US | WV | Hybrid heat pump | 80 | Garage | 4 | 2.3551 | Y
US | WV | Hybrid heat pump | 80 | Garage | 5+ | 2.3553 | Y
US | WV | Hybrid heat pump | 80 | Basement | 1 | 2.2401 | Y
US | WV | Hybrid heat pump | 80 | Basement | 2 | 2.4885 | Y
US | WV | Hybrid heat pump | 80 | Basement | 3 | 2.666 | Y
US | WV | Hybrid heat pump | 80 | Basement | 4 | 2.4965 | Y
US | WV | Hybrid heat pump | 80 | Basement | 5+ | 2.489 | Y
US | WV | Hybrid heat pump | 80 | Vented closet | 1 | 1.7003 | Y
US | WV | Hybrid heat pump | 80 | Vented closet | 2 | 1.8042 | Y
US | WV | Hybrid heat pump | 80 | Vented closet | 3 | 1.8951 | Y
US | WV | Hybrid heat pump | 80 | Vented closet | 4 | 1.8058 | Y
US | WV | Hybrid heat pump | 80 | Vented closet | 5+ | 1.8091 | Y
US | WV | Electric resistance | 50 | Indoors | 1 | 0.92782 | Y
US | WV | Electric resistance | 50 | Indoors | 2 | 0.95032 | Y
US | WV | Electric resistance | 50 | Indoors | 3 | 0.96273 | Y
US | WV | Electric resistance | 50 | Indoors | 4 | 0.96956 | Y
US | WV | Electric resistance | 50 | Indoors | 5+ | 0.97907 | Y
US | WV | Electric resistance | 80 | Indoors | 1 | 0.92955 | Y
US | WV | Electric resistance | 80 | Indoors | 2 | 0.95124 | Y
US | WV | Electric resistance | 80 | Indoors | 3 | 0.9634 | Y
US | WV | Electric resistance | 80 | Indoors | 4 | 0.97024 | Y
US | WV | Electric resistance | 80 | Indoors | 5+ | 0.97916 | Y
US | WV | Pure heat pump | 40 | Split system | 1 | 2.7264 | Y
US | WV | Pure heat pump | 40 | Split system | 2 | 3.088 | Y
US | WV | Pure heat pump | 40 | Split system | 3 | 3.2592 | Y
US | WV | Pure heat pump | 40 | Split system | 4 | 3.3282 | Y
US | WV | Pure heat pump | 40 | Split system | 5+ | 3.508 | Y
US | WV | Pure heat pump | 80 | Split system | 1 | 2.8324 | Y
US | WV | Pure heat pump | 80 | Split system | 2 | 3.0854 | Y
US | WV | Pure heat pump | 80 | Split system | 3 | 3.2302 | Y
US | WV | Pure heat pump | 80 | Split system | 4 | 3.2498 | Y
US | WV | Pure heat pump | 80 | Split system | 5+ | 3.4291 | Y
US | WY | Hybrid heat pump | 50 | Garage | 1 | 1.7776 | Y
US | WY | Hybrid heat pump | 50 | Garage | 2 | 1.9447 | Y
US | WY | Hybrid heat pump | 50 | Garage | 3 | 1.9192 | Y
US | WY | Hybrid heat pump | 50 | Garage | 4 | 1.6957 | Y
US | WY | Hybrid heat pump | 50 | Garage | 5+ | 1.5625 | Y
US | WY | Hybrid heat pump | 50 | Basement | 1 | 2.11 | Y
US | WY | Hybrid heat pump | 50 | Basement | 2 | 2.3081 | Y
US | WY | Hybrid heat pump | 50 | Basement | 3 | 2.2239 | Y
US | WY | Hybrid heat pump | 50 | Basement | 4 | 1.9062 | Y
US | WY | Hybrid heat pump | 50 | Basement | 5+ | 1.6732 | Y
US | WY | Hybrid heat pump | 50 | Vented closet | 1 | 1.2552 | Y
US | WY | Hybrid heat pump | 50 | Vented closet | 2 | 1.3551 | Y
US | WY | Hybrid heat pump | 50 | Vented closet | 3 | 1.3856 | Y
US | WY | Hybrid heat pump | 50 | Vented closet | 4 | 1.3282 | Y
US | WY | Hybrid heat pump | 50 | Vented closet | 5+ | 1.3153 | Y
US | WY | Hybrid heat pump | 80 | Garage | 1 | 1.9187 | Y
US | WY | Hybrid heat pump | 80 | Garage | 2 | 2.0848 | Y
US | WY | Hybrid heat pump | 80 | Garage | 3 | 2.1776 | Y
US | WY | Hybrid heat pump | 80 | Garage | 4 | 2.035 | Y
US | WY | Hybrid heat pump | 80 | Garage | 5+ | 2.018 | Y
US | WY | Hybrid heat pump | 80 | Basement | 1 | 2.2316 | Y
US | WY | Hybrid heat pump | 80 | Basement | 2 | 2.459 | Y
US | WY | Hybrid heat pump | 80 | Basement | 3 | 2.6212 | Y
US | WY | Hybrid heat pump | 80 | Basement | 4 | 2.4201 | Y
US | WY | Hybrid heat pump | 80 | Basement | 5+ | 2.3687 | Y
US | WY | Hybrid heat pump | 80 | Vented closet | 1 | 1.3858 | Y
US | WY | Hybrid heat pump | 80 | Vented closet | 2 | 1.4663 | Y
US | WY | Hybrid heat pump | 80 | Vented closet | 3 | 1.509 | Y
US | WY | Hybrid heat pump | 80 | Vented closet | 4 | 1.4369 | Y
US | WY | Hybrid heat pump | 80 | Vented closet | 5+ | 1.4395 | Y
US | WY | Electric resistance | 50 | Indoors | 1 | 0.93066 | Y
US | WY | Electric resistance | 50 | Indoors | 2 | 0.95207 | Y
US | WY | Electric resistance | 50 | Indoors | 3 | 0.96415 | Y
US | WY | Electric resistance | 50 | Indoors | 4 | 0.97076 | Y
US | WY | Electric resistance | 50 | Indoors | 5+ | 0.97996 | Y
US | WY | Electric resistance | 80 | Indoors | 1 | 0.93149 | Y
US | WY | Electric resistance | 80 | Indoors | 2 | 0.95268 | Y
US | WY | Electric resistance | 80 | Indoors | 3 | 0.96454 | Y
US | WY | Electric resistance | 80 | Indoors | 4 | 0.97117 | Y
US | WY | Electric resistance | 80 | Indoors | 5+ | 0.97997 | Y
US | WY | Pure heat pump | 40 | Split system | 1 | 2.6184 | Y
US | WY | Pure heat pump | 40 | Split system | 2 | 2.9695 | Y
US | WY | Pure heat pump | 40 | Split system | 3 | 3.0978 | Y
US | WY | Pure heat pump | 40 | Split system | 4 | 3.178 | Y
US | WY | Pure heat pump | 40 | Split system | 5+ | 3.3625 | Y
US | WY | Pure heat pump | 80 | Split system | 1 | 2.728 | Y
US | WY | Pure heat pump | 80 | Split system | 2 | 2.9677 | Y
US | WY | Pure heat pump | 80 | Split system | 3 | 3.0658 | Y
US | WY | Pure heat pump | 80 | Split system | 4 | 3.1495 | Y
US | WY | Pure heat pump | 80 | Split system | 5+ | 3.3106 | Y
Desert | AZ | Hybrid heat pump | 50 | Garage | 1 | 2.3007 | Y
Desert | AZ | Hybrid heat pump | 50 | Garage | 2 | 2.6362 | Y
Desert | AZ | Hybrid heat pump | 50 | Garage | 3 | 2.8143 | Y
Desert | AZ | Hybrid heat pump | 50 | Garage | 4 | 2.6725 | Y
Desert | AZ | Hybrid heat pump | 50 | Garage | 5+ | 2.7261 | Y
Desert | AZ | Hybrid heat pump | 50 | Basement | 1 | 2.0817 | Y
Desert | AZ | Hybrid heat pump | 50 | Basement | 2 | 2.4219 | Y
Desert | AZ | Hybrid heat pump | 50 | Basement | 3 | 2.5825 | Y
Desert | AZ | Hybrid heat pump | 50 | Basement | 4 | 2.4796 | Y
Desert | AZ | Hybrid heat pump | 50 | Basement | 5+ | 2.5405 | Y
Desert | AZ | Hybrid heat pump | 50 | Vented closet | 1 | 2.2333 | Y
Desert | AZ | Hybrid heat pump | 50 | Vented closet | 2 | 2.5251 | Y
Desert | AZ | Hybrid heat pump | 50 | Vented closet | 3 | 2.7081 | Y
Desert | AZ | Hybrid heat pump | 50 | Vented closet | 4 | 2.5463 | Y
Desert | AZ | Hybrid heat pump | 50 | Vented closet | 5+ | 2.617 | Y
Desert | AZ | Hybrid heat pump | 80 | Garage | 1 | 2.3064 | Y
Desert | AZ | Hybrid heat pump | 80 | Garage | 2 | 2.6491 | Y
Desert | AZ | Hybrid heat pump | 80 | Garage | 3 | 2.7842 | Y
Desert | AZ | Hybrid heat pump | 80 | Garage | 4 | 2.8702 | Y
Desert | AZ | Hybrid heat pump | 80 | Garage | 5+ | 3.0585 | Y
Desert | AZ | Hybrid heat pump | 80 | Basement | 1 | 2.0902 | Y
Desert | AZ | Hybrid heat pump | 80 | Basement | 2 | 2.4447 | Y
Desert | AZ | Hybrid heat pump | 80 | Basement | 3 | 2.556 | Y
Desert | AZ | Hybrid heat pump | 80 | Basement | 4 | 2.6724 | Y
Desert | AZ | Hybrid heat pump | 80 | Basement | 5+ | 2.8387 | Y
Desert | AZ | Hybrid heat pump | 80 | Vented closet | 1 | 2.2568 | Y
Desert | AZ | Hybrid heat pump | 80 | Vented closet | 2 | 2.5747 | Y
Desert | AZ | Hybrid heat pump | 80 | Vented closet | 3 | 2.6884 | Y
Desert | AZ | Hybrid heat pump | 80 | Vented closet | 4 | 2.7743 | Y
Desert | AZ | Hybrid heat pump | 80 | Vented closet | 5+ | 2.9584 | Y
Desert | AZ | Electric resistance | 50 | Indoors | 1 | 0.92223 | Y
Desert | AZ | Electric resistance | 50 | Indoors | 2 | 0.95035 | Y
Desert | AZ | Electric resistance | 50 | Indoors | 3 | 0.95856 | Y
Desert | AZ | Electric resistance | 50 | Indoors | 4 | 0.96482 | Y
Desert | AZ | Electric resistance | 50 | Indoors | 5+ | 0.97329 | Y
Desert | AZ | Electric resistance | 80 | Indoors | 1 | 0.92555 | Y
Desert | AZ | Electric resistance | 80 | Indoors | 2 | 0.95219 | Y
Desert | AZ | Electric resistance | 80 | Indoors | 3 | 0.96039 | Y
Desert | AZ | Electric resistance | 80 | Indoors | 4 | 0.96638 | Y
Desert | AZ | Electric resistance | 80 | Indoors | 5+ | 0.9741 | Y
Desert | AZ | Pure heat pump | 40 | Split system | 1 | 2.8006 | Y
Desert | AZ | Pure heat pump | 40 | Split system | 2 | 3.2351 | Y
Desert | AZ | Pure heat pump | 40 | Split system | 3 | 3.4651 | Y
Desert | AZ | Pure heat pump | 40 | Split system | 4 | 3.3815 | Y
Desert | AZ | Pure heat pump | 40 | Split system | 5+ | 3.6004 | Y
Desert | AZ | Pure heat pump | 80 | Split system | 1 | 2.9289 | Y
Desert | AZ | Pure heat pump | 80 | Split system | 2 | 3.2939 | Y
Desert | AZ | Pure heat pump | 80 | Split system | 3 | 3.4331 | Y
Desert | AZ | Pure heat pump | 80 | Split system | 4 | 3.4036 | Y
Desert | AZ | Pure heat pump | 80 | Split system | 5+ | 3.5703 | Y
Desert | CA | Hybrid heat pump | 50 | Garage | 1 | 2.1942 | Y
Desert | CA | Hybrid heat pump | 50 | Garage | 2 | 2.5567 | Y
Desert | CA | Hybrid heat pump | 50 | Garage | 3 | 2.6995 | Y
Desert | CA | Hybrid heat pump | 50 | Garage | 4 | 2.649 | Y
Desert | CA | Hybrid heat pump | 50 | Garage | 5+ | 2.7153 | Y
Desert | CA | Hybrid heat pump | 50 | Basement | 1 | 2.0787 | Y
Desert | CA | Hybrid heat pump | 50 | Basement | 2 | 2.4301 | Y
Desert | CA | Hybrid heat pump | 50 | Basement | 3 | 2.5612 | Y
Desert | CA | Hybrid heat pump | 50 | Basement | 4 | 2.5315 | Y
Desert | CA | Hybrid heat pump | 50 | Basement | 5+ | 2.596 | Y
Desert | CA | Hybrid heat pump | 50 | Vented closet | 1 | 2.119 | Y
Desert | CA | Hybrid heat pump | 50 | Vented closet | 2 | 2.4274 | Y
Desert | CA | Hybrid heat pump | 50 | Vented closet | 3 | 2.5479 | Y
Desert | CA | Hybrid heat pump | 50 | Vented closet | 4 | 2.4967 | Y
Desert | CA | Hybrid heat pump | 50 | Vented closet | 5+ | 2.5818 | Y
Desert | CA | Hybrid heat pump | 80 | Garage | 1 | 2.19 | Y
Desert | CA | Hybrid heat pump | 80 | Garage | 2 | 2.5342 | Y
Desert | CA | Hybrid heat pump | 80 | Garage | 3 | 2.6602 | Y
Desert | CA | Hybrid heat pump | 80 | Garage | 4 | 2.763 | Y
Desert | CA | Hybrid heat pump | 80 | Garage | 5+ | 2.9422 | Y
Desert | CA | Hybrid heat pump | 80 | Basement | 1 | 2.074 | Y
Desert | CA | Hybrid heat pump | 80 | Basement | 2 | 2.4284 | Y
Desert | CA | Hybrid heat pump | 80 | Basement | 3 | 2.5272 | Y
Desert | CA | Hybrid heat pump | 80 | Basement | 4 | 2.6476 | Y
Desert | CA | Hybrid heat pump | 80 | Basement | 5+ | 2.8042 | Y
Desert | CA | Hybrid heat pump | 80 | Vented closet | 1 | 2.1085 | Y
Desert | CA | Hybrid heat pump | 80 | Vented closet | 2 | 2.4412 | Y
Desert | CA | Hybrid heat pump | 80 | Vented closet | 3 | 2.5306 | Y
Desert | CA | Hybrid heat pump | 80 | Vented closet | 4 | 2.6419 | Y
Desert | CA | Hybrid heat pump | 80 | Vented closet | 5+ | 2.8064 | Y
Desert | CA | Electric resistance | 50 | Indoors | 1 | 0.90863 | Y
Desert | CA | Electric resistance | 50 | Indoors | 2 | 0.94162 | Y
Desert | CA | Electric resistance | 50 | Indoors | 3 | 0.95075 | Y
Desert | CA | Electric resistance | 50 | Indoors | 4 | 0.9585 | Y
Desert | CA | Electric resistance | 50 | Indoors | 5+ | 0.96855 | Y
Desert | CA | Electric resistance | 80 | Indoors | 1 | 0.91172 | Y
Desert | CA | Electric resistance | 80 | Indoors | 2 | 0.94335 | Y
Desert | CA | Electric resistance | 80 | Indoors | 3 | 0.95298 | Y
Desert | CA | Electric resistance | 80 | Indoors | 4 | 0.96042 | Y
Desert | CA | Electric resistance | 80 | Indoors | 5+ | 0.96902 | Y
Desert | CA | Pure heat pump | 40 | Split system | 1 | 2.6424 | Y
Desert | CA | Pure heat pump | 40 | Split system | 2 | 3.1768 | Y
Desert | CA | Pure heat pump | 40 | Split system | 3 | 3.3596 | Y
Desert | CA | Pure heat pump | 40 | Split system | 4 | 3.3665 | Y
Desert | CA | Pure heat pump | 40 | Split system | 5+ | 3.5204 | Y
Desert | CA | Pure heat pump | 80 | Split system | 1 | 2.7628 | Y
Desert | CA | Pure heat pump | 80 | Split system | 2 | 3.2012 | Y
Desert | CA | Pure heat pump | 80 | Split system | 3 | 3.278 | Y
Desert | CA | Pure heat pump | 80 | Split system | 4 | 3.4267 | Y
Desert | CA | Pure heat pump | 80 | Split system | 5+ | 3.5268 | Y
Desert | NM | Hybrid heat pump | 50 | Garage | 1 | 2.0774 | Y
Desert | NM | Hybrid heat pump | 50 | Garage | 2 | 2.3736 | Y
Desert | NM | Hybrid heat pump | 50 | Garage | 3 | 2.4922 | Y
Desert | NM | Hybrid heat pump | 50 | Garage | 4 | 2.2678 | Y
Desert | NM | Hybrid heat pump | 50 | Garage | 5+ | 2.3769 | Y
Desert | NM | Hybrid heat pump | 50 | Basement | 1 | 2.087 | Y
Desert | NM | Hybrid heat pump | 50 | Basement | 2 | 2.3852 | Y
Desert | NM | Hybrid heat pump | 50 | Basement | 3 | 2.4892 | Y
Desert | NM | Hybrid heat pump | 50 | Basement | 4 | 2.2793 | Y
Desert | NM | Hybrid heat pump | 50 | Basement | 5+ | 2.3903 | Y
Desert | NM | Hybrid heat pump | 50 | Vented closet | 1 | 1.8237 | Y
Desert | NM | Hybrid heat pump | 50 | Vented closet | 2 | 1.9551 | Y
Desert | NM | Hybrid heat pump | 50 | Vented closet | 3 | 2.0441 | Y
Desert | NM | Hybrid heat pump | 50 | Vented closet | 4 | 1.8208 | Y
Desert | NM | Hybrid heat pump | 50 | Vented closet | 5+ | 1.8889 | Y
Desert | NM | Hybrid heat pump | 80 | Garage | 1 | 2.0868 | Y
Desert | NM | Hybrid heat pump | 80 | Garage | 2 | 2.4099 | Y
Desert | NM | Hybrid heat pump | 80 | Garage | 3 | 2.5426 | Y
Desert | NM | Hybrid heat pump | 80 | Garage | 4 | 2.5566 | Y
Desert | NM | Hybrid heat pump | 80 | Garage | 5+ | 2.7235 | Y
Desert | NM | Hybrid heat pump | 80 | Basement | 1 | 2.0791 | Y
Desert | NM | Hybrid heat pump | 80 | Basement | 2 | 2.4078 | Y
Desert | NM | Hybrid heat pump | 80 | Basement | 3 | 2.5155 | Y
Desert | NM | Hybrid heat pump | 80 | Basement | 4 | 2.5779 | Y
Desert | NM | Hybrid heat pump | 80 | Basement | 5+ | 2.7396 | Y
Desert | NM | Hybrid heat pump | 80 | Vented closet | 1 | 1.9673 | Y
Desert | NM | Hybrid heat pump | 80 | Vented closet | 2 | 2.131 | Y
Desert | NM | Hybrid heat pump | 80 | Vented closet | 3 | 2.234 | Y
Desert | NM | Hybrid heat pump | 80 | Vented closet | 4 | 2.2152 | Y
Desert | NM | Hybrid heat pump | 80 | Vented closet | 5+ | 2.1535 | Y
Desert | NM | Electric resistance | 50 | Indoors | 1 | 0.91427 | Y
Desert | NM | Electric resistance | 50 | Indoors | 2 | 0.94548 | Y
Desert | NM | Electric resistance | 50 | Indoors | 3 | 0.95442 | Y
Desert | NM | Electric resistance | 50 | Indoors | 4 | 0.9616 | Y
Desert | NM | Electric resistance | 50 | Indoors | 5+ | 0.97073 | Y
Desert | NM | Electric resistance | 80 | Indoors | 1 | 0.91677 | Y
Desert | NM | Electric resistance | 80 | Indoors | 2 | 0.94667 | Y
Desert | NM | Electric resistance | 80 | Indoors | 3 | 0.95508 | Y
Desert | NM | Electric resistance | 80 | Indoors | 4 | 0.9624 | Y
Desert | NM | Electric resistance | 80 | Indoors | 5+ | 0.97127 | Y
Desert | NM | Pure heat pump | 40 | Split system | 1 | 2.5556 | Y
Desert | NM | Pure heat pump | 40 | Split system | 2 | 3.0439 | Y
Desert | NM | Pure heat pump | 40 | Split system | 3 | 3.2604 | Y
Desert | NM | Pure heat pump | 40 | Split system | 4 | 3.2136 | Y
Desert | NM | Pure heat pump | 40 | Split system | 5+ | 3.408 | Y
Desert | NM | Pure heat pump | 80 | Split system | 1 | 2.7102 | Y
Desert | NM | Pure heat pump | 80 | Split system | 2 | 3.0975 | Y
Desert | NM | Pure heat pump | 80 | Split system | 3 | 3.2081 | Y
Desert | NM | Pure heat pump | 80 | Split system | 4 | 3.2131 | Y
Desert | NM | Pure heat pump | 80 | Split system | 5+ | 3.4133 | Y
Desert | NV | Hybrid heat pump | 50 | Garage | 1 | 2.1946 | Y
Desert | NV | Hybrid heat pump | 50 | Garage | 2 | 2.5048 | Y
Desert | NV | Hybrid heat pump | 50 | Garage | 3 | 2.675 | Y
Desert | NV | Hybrid heat pump | 50 | Garage | 4 | 2.422 | Y
Desert | NV | Hybrid heat pump | 50 | Garage | 5+ | 2.5112 | Y
Desert | NV | Hybrid heat pump | 50 | Basement | 1 | 2.0926 | Y
Desert | NV | Hybrid heat pump | 50 | Basement | 2 | 2.4045 | Y
Desert | NV | Hybrid heat pump | 50 | Basement | 3 | 2.5608 | Y
Desert | NV | Hybrid heat pump | 50 | Basement | 4 | 2.3437 | Y
Desert | NV | Hybrid heat pump | 50 | Basement | 5+ | 2.4308 | Y
Desert | NV | Hybrid heat pump | 50 | Vented closet | 1 | 2.0642 | Y
Desert | NV | Hybrid heat pump | 50 | Vented closet | 2 | 2.2706 | Y
Desert | NV | Hybrid heat pump | 50 | Vented closet | 3 | 2.4463 | Y
Desert | NV | Hybrid heat pump | 50 | Vented closet | 4 | 2.1657 | Y
Desert | NV | Hybrid heat pump | 50 | Vented closet | 5+ | 2.2816 | Y
Desert | NV | Hybrid heat pump | 80 | Garage | 1 | 2.2031 | Y
Desert | NV | Hybrid heat pump | 80 | Garage | 2 | 2.5319 | Y
Desert | NV | Hybrid heat pump | 80 | Garage | 3 | 2.6543 | Y
Desert | NV | Hybrid heat pump | 80 | Garage | 4 | 2.7306 | Y
Desert | NV | Hybrid heat pump | 80 | Garage | 5+ | 2.8819 | Y
Desert | NV | Hybrid heat pump | 80 | Basement | 1 | 2.09 | Y
Desert | NV | Hybrid heat pump | 80 | Basement | 2 | 2.4319 | Y
Desert | NV | Hybrid heat pump | 80 | Basement | 3 | 2.5376 | Y
Desert | NV | Hybrid heat pump | 80 | Basement | 4 | 2.6431 | Y
Desert | NV | Hybrid heat pump | 80 | Basement | 5+ | 2.7873 | Y
Desert | NV | Hybrid heat pump | 80 | Vented closet | 1 | 2.0983 | Y
Desert | NV | Hybrid heat pump | 80 | Vented closet | 2 | 2.3857 | Y
Desert | NV | Hybrid heat pump | 80 | Vented closet | 3 | 2.4642 | Y
Desert | NV | Hybrid heat pump | 80 | Vented closet | 4 | 2.5368 | Y
Desert | NV | Hybrid heat pump | 80 | Vented closet | 5+ | 2.6417 | Y
Desert | NV | Electric resistance | 50 | Indoors | 1 | 0.91925 | Y
Desert | NV | Electric resistance | 50 | Indoors | 2 | 0.94848 | Y
Desert | NV | Electric resistance | 50 | Indoors | 3 | 0.95699 | Y
Desert | NV | Electric resistance | 50 | Indoors | 4 | 0.96359 | Y
Desert | NV | Electric resistance | 50 | Indoors | 5+ | 0.97244 | Y
Desert | NV | Electric resistance | 80 | Indoors | 1 | 0.92191 | Y
Desert | NV | Electric resistance | 80 | Indoors | 2 | 0.95017 | Y
Desert | NV | Electric resistance | 80 | Indoors | 3 | 0.95838 | Y
Desert | NV | Electric resistance | 80 | Indoors | 4 | 0.96484 | Y
Desert | NV | Electric resistance | 80 | Indoors | 5+ | 0.97296 | Y
Desert | NV | Pure heat pump | 40 | Split system | 1 | 2.6995 | Y
Desert | NV | Pure heat pump | 40 | Split system | 2 | 3.1847 | Y
Desert | NV | Pure heat pump | 40 | Split system | 3 | 3.3829 | Y
Desert | NV | Pure heat pump | 40 | Split system | 4 | 3.3309 | Y
Desert | NV | Pure heat pump | 40 | Split system | 5+ | 3.5212 | Y
Desert | NV | Pure heat pump | 80 | Split system | 1 | 2.8497 | Y
Desert | NV | Pure heat pump | 80 | Split system | 2 | 3.2144 | Y
Desert | NV | Pure heat pump | 80 | Split system | 3 | 3.3121 | Y
Desert | NV | Pure heat pump | 80 | Split system | 4 | 3.3279 | Y
Desert | NV | Pure heat pump | 80 | Split system | 5+ | 3.5283 | Y
Note on H3: Desert states have data for two draw profiles. This indicates which profile to include in the national analysis.

## Draws Schedule
Draw Schedule
minutes per schedule: | 1440 | 1440 | 1440 | 1440 | 1440 | 10080 | 10080 | 10080 | 10080 | 10080
minutes | Daily_1 | Daily_2 | Daily_3 | Daily_4 | Daily_5 | Weekly_1 | Weekly_2 | Weekly_3 | Weekly_4 | Weekly_5
1 | 0 | 0 | 0 | 0 | 0 | 0 | 0 | 0 | 0 | 0 | This table contains the draw events used in the simulation. Each row is a minute of a day (daily) or week (weekly). In other words, there are a week’s worth of minutes in that table. The simulation used the weekly pattern. Each entry in a row in the table denotes the number of gallons to draw from the water heater in that minute of the week. (There ARE non-zero values, just page down!)
2 | 0 | 0 | 0 | 0 | 0 | 0 | 0 | 0 | 0 | 0
3 | 0 | 0 | 0 | 0 | 0 | 0 | 0 | 0 | 0 | 0
4 | 0 | 0 | 0 | 0 | 0 | 0 | 0 | 0 | 0 | 0
5 | 0 | 0 | 0 | 0 | 0 | 0 | 0 | 0 | 0 | 0
6 | 0 | 0 | 0 | 0 | 0 | 0 | 0 | 0 | 0 | 0
7 | 0 | 0 | 0 | 0 | 0 | 0 | 0 | 0 | 0 | 0
8 | 0 | 0 | 0 | 0 | 0 | 0 | 0 | 0 | 0 | 0
9 | 0 | 0 | 0 | 0 | 0 | 0 | 0 | 0 | 0 | 0
10 | 0 | 0 | 0 | 0 | 0 | 0 | 0 | 0 | 0 | 0
11 | 0 | 0 | 0 | 0 | 0 | 0 | 0 | 0 | 0 | 0
12 | 0 | 0 | 0 | 0 | 0 | 0 | 0 | 0 | 0 | 0 | Table 1: Occupancy Weights
13 | 0 | 0 | 0 | 0 | 0 | 0 | 0 | 0 | 0 | 0 | Occupants | Weight
14 | 0 | 0 | 0 | 0 | 0 | 0 | 0 | 0 | 0 | 0 | 1 | 0.195
15 | 0 | 0 | 0 | 0 | 0 | 0 | 0 | 0 | 0 | 0 | 2 | 0.462
16 | 0 | 0 | 0 | 0 | 0 | 0 | 0 | 0 | 0 | 0 | 3 | 0.123
17 | 0 | 0 | 0 | 0 | 0 | 0 | 0 | 0 | 0 | 0 | 4 | 0.12
18 | 0 | 0 | 0 | 0 | 0 | 0 | 0 | 0 | 0 | 0 | 5+ | 0.1
19 | 0 | 0 | 0 | 0 | 0 | 0 | 0 | 0 | 0 | 0
20 | 0 | 0 | 0 | 0 | 0 | 0 | 0 | 0 | 0 | 0
21 | 0 | 0 | 0 | 0 | 0 | 0 | 0 | 0 | 0 | 0
22 | 0 | 0 | 0 | 0 | 0 | 0 | 0 | 0 | 0 | 0
23 | 0 | 0 | 0 | 0 | 0 | 0 | 0 | 0 | 0 | 0
24 | 0 | 0 | 0 | 0 | 0 | 0 | 0 | 0 | 0 | 0
25 | 0 | 0 | 0 | 0 | 0 | 0 | 0 | 0 | 0 | 0
26 | 0 | 0 | 0 | 0 | 0 | 0 | 0 | 0 | 0 | 0
27 | 0 | 0 | 0 | 0 | 0 | 0 | 0 | 0 | 0 | 0
28 | 0 | 0 | 0 | 0 | 0 | 0 | 0 | 0 | 0 | 0
29 | 0 | 0 | 0 | 0 | 0 | 0 | 0 | 0 | 0 | 0
30 | 0 | 0 | 0 | 0 | 0 | 0 | 0 | 0 | 0 | 0
31 | 0 | 0 | 0 | 0 | 0 | 0 | 0 | 0 | 0 | 0
32 | 0 | 0 | 0 | 0 | 0 | 0 | 0 | 0 | 0 | 0
33 | 0 | 0 | 0 | 0 | 0 | 0 | 0 | 0 | 0 | 0
34 | 0 | 0 | 0 | 0 | 0 | 0 | 0 | 0 | 0 | 0
35 | 0 | 0 | 0 | 0 | 0 | 0 | 0 | 0 | 0 | 0
36 | 0 | 0 | 0 | 0 | 0 | 0 | 0 | 0 | 0 | 0
37 | 0 | 0 | 0 | 0 | 0 | 0 | 0 | 0 | 0 | 0
38 | 0 | 0 | 0 | 0 | 0 | 0 | 0 | 0 | 0 | 0
39 | 0 | 0 | 0 | 0 | 0 | 0 | 0 | 0 | 0 | 0
40 | 0 | 0 | 0 | 0 | 0 | 0 | 0 | 0 | 0 | 0
41 | 0 | 0 | 0 | 0 | 0 | 0 | 0 | 0 | 0 | 0
42 | 0 | 0 | 0 | 0 | 0 | 0 | 0 | 0 | 0 | 0
43 | 0 | 0 | 0 | 0 | 0 | 0 | 0 | 0 | 0 | 0
44 | 0 | 0 | 0 | 0 | 0 | 0 | 0 | 0 | 0 | 0
45 | 0 | 0 | 0 | 0 | 0 | 0 | 0 | 0 | 0 | 0
46 | 0 | 0 | 0 | 0 | 0 | 0 | 0 | 0 | 0 | 0
47 | 0 | 0 | 0 | 0 | 0 | 0 | 0 | 0 | 0 | 0
48 | 0 | 0 | 0 | 0 | 0 | 0 | 0 | 0 | 0 | 0
49 | 0 | 0 | 0 | 0 | 0 | 0 | 0 | 0 | 0 | 0
50 | 0 | 0 | 0 | 0 | 0 | 0 | 0 | 0 | 0 | 0
51 | 0 | 0 | 0 | 0 | 0 | 0 | 0 | 0 | 0 | 0
52 | 0 | 0 | 0 | 0 | 0 | 0 | 0 | 0 | 0 | 0
53 | 0 | 0 | 0 | 0 | 0 | 0 | 0 | 0 | 0 | 0
54 | 0 | 0 | 0 | 0 | 0 | 0 | 0 | 0 | 0 | 0
55 | 0 | 0 | 0 | 0 | 0 | 0 | 0 | 0 | 0 | 0
56 | 0 | 0 | 0 | 0 | 0 | 0 | 0 | 0 | 0 | 0
57 | 0 | 0 | 0 | 0 | 0 | 0 | 0 | 0 | 0 | 0
58 | 0 | 0 | 0 | 0 | 0 | 0 | 0 | 0 | 0 | 0
59 | 0 | 0 | 0 | 0 | 0 | 0 | 0 | 0 | 0 | 0
60 | 0 | 0 | 0 | 0 | 0 | 0 | 0 | 0 | 0 | 0
61 | 0 | 0 | 0 | 0 | 0 | 0 | 0 | 0 | 0 | 0
62 | 0 | 0 | 0 | 0 | 0 | 0 | 0 | 0 | 0 | 0
63 | 0 | 0 | 0 | 0 | 0 | 0 | 0 | 0 | 0 | 0
64 | 0 | 0 | 0 | 0 | 0 | 0 | 0 | 0 | 0 | 0
65 | 0 | 0 | 0 | 0 | 0 | 0 | 0 | 0 | 0 | 0
66 | 0 | 0 | 0 | 0 | 0 | 0 | 0 | 0 | 0 | 0
67 | 0 | 0 | 0 | 0 | 0 | 0 | 0 | 0 | 0 | 0
68 | 0 | 0 | 0 | 0 | 0 | 0 | 0 | 0 | 0 | 0
69 | 0 | 0 | 0 | 0 | 0 | 0 | 0 | 0 | 0 | 0
70 | 0 | 0 | 0 | 0 | 0 | 0 | 0 | 0 | 0 | 0
71 | 0 | 0 | 0 | 0 | 0 | 0 | 0 | 0 | 0 | 0
72 | 0 | 0 | 0 | 0 | 0 | 0 | 0 | 0 | 0 | 0
73 | 0 | 0 | 0 | 0 | 0 | 0 | 0 | 0 | 0 | 0
74 | 0 | 0 | 0 | 0 | 0 | 0 | 0 | 0 | 0 | 0
75 | 0 | 0 | 0 | 0 | 0 | 0 | 0 | 0 | 0 | 0
76 | 0 | 0 | 0 | 0 | 0 | 0 | 0 | 0 | 0 | 0
77 | 0 | 0 | 0 | 0 | 0 | 0 | 0 | 0 | 0 | 0
78 | 0 | 0 | 0 | 0 | 0 | 0 | 0 | 0 | 0 | 0
79 | 0 | 0 | 0 | 0 | 0 | 0 | 0 | 0 | 0 | 0
80 | 0 | 0 | 0 | 0 | 0 | 0 | 0 | 0 | 0 | 0
81 | 0 | 0 | 0 | 0 | 0 | 0 | 0 | 0 | 0 | 0
82 | 0 | 0 | 0 | 0 | 0 | 0 | 0 | 0 | 0 | 0
83 | 0 | 0 | 0 | 0 | 0 | 0 | 0 | 0 | 0 | 0
84 | 0 | 0 | 0 | 0 | 0 | 0 | 0 | 0 | 0 | 0
85 | 0 | 0 | 0 | 0 | 0 | 0 | 0 | 0 | 0 | 0
86 | 0 | 0 | 0 | 0 | 0 | 0 | 0 | 0 | 0 | 0
87 | 0 | 0 | 0 | 0 | 0 | 0 | 0 | 0 | 0 | 0
88 | 0 | 0 | 0 | 0 | 0 | 0 | 0 | 0 | 0 | 0
89 | 0 | 0 | 0 | 0 | 0 | 0 | 0 | 0 | 0 | 0
90 | 0 | 0 | 0 | 0 | 0 | 0 | 0 | 0 | 0 | 0
91 | 0 | 0 | 0 | 0 | 0 | 0 | 0 | 0 | 0 | 0
92 | 0 | 0 | 0 | 0 | 0 | 0 | 0 | 0 | 0 | 0
93 | 0 | 0 | 0 | 0 | 0 | 0 | 0 | 0 | 0 | 0
94 | 0 | 0 | 0 | 0 | 0 | 0 | 0 | 0 | 0 | 0
95 | 0 | 0 | 0 | 0 | 0 | 0 | 0 | 0 | 0 | 0
96 | 0 | 0 | 0 | 0 | 0 | 0 | 0 | 0 | 0 | 0
97 | 0 | 0 | 0 | 0 | 0 | 0 | 0 | 0 | 0 | 0
98 | 0 | 0 | 0 | 0 | 0 | 0 | 0 | 0 | 0 | 0
99 | 0 | 0 | 0 | 0 | 0 | 0 | 0 | 0 | 0 | 0
100 | 0 | 0 | 0 | 0 | 0 | 0 | 0 | 0 | 0 | 0
101 | 0 | 0 | 0 | 0 | 0 | 0 | 0 | 0 | 0 | 0
102 | 0 | 0 | 0 | 0 | 0 | 0 | 0 | 0 | 0 | 0
103 | 0 | 0 | 0 | 0 | 0 | 0 | 0 | 0 | 0 | 0
104 | 0 | 0 | 0 | 0 | 0 | 0 | 0 | 0 | 0 | 0
105 | 0 | 0 | 0 | 0 | 0 | 0 | 0 | 0 | 0 | 0
106 | 0 | 0 | 0 | 0 | 0 | 0 | 0 | 0 | 0 | 0
107 | 0 | 0 | 0 | 0 | 0 | 0 | 0 | 0 | 0 | 0
108 | 0 | 0 | 0 | 0 | 0 | 0 | 0 | 0 | 0 | 0
109 | 0 | 0 | 0 | 0 | 0 | 0 | 0 | 0 | 0 | 0
110 | 0 | 0 | 0 | 0 | 0 | 0 | 0 | 0 | 0 | 0
111 | 0 | 0 | 0 | 0 | 0 | 0 | 0 | 0 | 0 | 0
112 | 0 | 0 | 0 | 0 | 0 | 0 | 0 | 0 | 0 | 0
113 | 0 | 0 | 0 | 0 | 0 | 0 | 0 | 0 | 0 | 0
114 | 0 | 0 | 0 | 0 | 0 | 0 | 0 | 0 | 0 | 0
115 | 0 | 0 | 0 | 0 | 0 | 0 | 0 | 0 | 0 | 0
116 | 0 | 0 | 0 | 0 | 0 | 0 | 0 | 0 | 0 | 0
117 | 0 | 0 | 0 | 0 | 0 | 0 | 0 | 0 | 0 | 0
118 | 0 | 0 | 0 | 0 | 0 | 0 | 0 | 0 | 0 | 0
119 | 0 | 0 | 0 | 0 | 0 | 0 | 0 | 0 | 0 | 0
120 | 0 | 0 | 0 | 0 | 0 | 0 | 0 | 0 | 0 | 0
121 | 0 | 0 | 0 | 0 | 0 | 0 | 0 | 0 | 0 | 0
122 | 0 | 0 | 0 | 0 | 0 | 0 | 0 | 0 | 0 | 0
123 | 0 | 0 | 0 | 0 | 0 | 0 | 0 | 0 | 0 | 0
124 | 0 | 0 | 0 | 0 | 0 | 0 | 0 | 0 | 0 | 0
125 | 0 | 0 | 0 | 0 | 0 | 0 | 0 | 0 | 0 | 0
126 | 0 | 0 | 0 | 0 | 0 | 0 | 0 | 0 | 0 | 0
127 | 0 | 0 | 0 | 0 | 0 | 0 | 0 | 0 | 0 | 0
128 | 0 | 0 | 0 | 0 | 0 | 0 | 0 | 0 | 0 | 0
129 | 0 | 0 | 0 | 0 | 0 | 0 | 0 | 0 | 0 | 0
130 | 0 | 0 | 0 | 0 | 0 | 0 | 0 | 0 | 0 | 0
131 | 0 | 0 | 0 | 0 | 0 | 0 | 0 | 0 | 0 | 0
132 | 0 | 0 | 0 | 0 | 0 | 0 | 0 | 0 | 0 | 0
133 | 0 | 0 | 0 | 0 | 0 | 0 | 0 | 0 | 0 | 0
134 | 0 | 0 | 0 | 0 | 0 | 0 | 0 | 0 | 0 | 0
135 | 0 | 0 | 0 | 0 | 0 | 0 | 0 | 0 | 0 | 0
136 | 0 | 0 | 0 | 0 | 0 | 0 | 0 | 0 | 0 | 0
137 | 0 | 0 | 0 | 0 | 0 | 0 | 0 | 0 | 0 | 0
138 | 0 | 0 | 0 | 0 | 0 | 0 | 0 | 0 | 0 | 0
139 | 0 | 0 | 0 | 0 | 0 | 0 | 0 | 0 | 0 | 0
140 | 0 | 0 | 0 | 0 | 0 | 0 | 0 | 0 | 0 | 0
141 | 0 | 0 | 0 | 0 | 0 | 0 | 0 | 0 | 0 | 0
142 | 0 | 0 | 0 | 0 | 0 | 0 | 0 | 0 | 0 | 0
143 | 0 | 0 | 0 | 0 | 0 | 0 | 0 | 0 | 0 | 0
144 | 0 | 0 | 0 | 0 | 0 | 0 | 0 | 0 | 0 | 0
145 | 0 | 0 | 0 | 0 | 0 | 0 | 0 | 0 | 0 | 0
146 | 0 | 0 | 0 | 0 | 0 | 0 | 0 | 0 | 0 | 0
147 | 0 | 0 | 0 | 0 | 0 | 0 | 0 | 0 | 0 | 0
148 | 0 | 0 | 0 | 0 | 0 | 0 | 0 | 0 | 0 | 0
149 | 0 | 0 | 0 | 0 | 0 | 0 | 0 | 0 | 0 | 0
150 | 0 | 0 | 0 | 0 | 0 | 0 | 0 | 0 | 0 | 0
151 | 0 | 0 | 0 | 0 | 0 | 0 | 0 | 0 | 0 | 0
152 | 0 | 0 | 0 | 0 | 0 | 0 | 0 | 0 | 0 | 0
153 | 0 | 0 | 0 | 0 | 0 | 0 | 0 | 0 | 0 | 0
154 | 0 | 0 | 0 | 0 | 0 | 0 | 0 | 0 | 0 | 0
155 | 0 | 0 | 0 | 0 | 0 | 0 | 0 | 0 | 0 | 0
156 | 0 | 0 | 0 | 0 | 0 | 0 | 0 | 0 | 0 | 0
157 | 0 | 0 | 0 | 0 | 0 | 0 | 0 | 0 | 0 | 0
158 | 0 | 0 | 0 | 0 | 0 | 0 | 0 | 0 | 0 | 0
159 | 0 | 0 | 0 | 0 | 0 | 0 | 0 | 0 | 0 | 0
160 | 0 | 0 | 0 | 0 | 0 | 0 | 0 | 0 | 0 | 0
161 | 0 | 0 | 0 | 0 | 0 | 0 | 0 | 0 | 0 | 0
162 | 0 | 0 | 0 | 0 | 0 | 0 | 0 | 0 | 0 | 0
163 | 0 | 0 | 0 | 0 | 0 | 0 | 0 | 0 | 0 | 0
164 | 0 | 0 | 0 | 0 | 0 | 0 | 0 | 0 | 0 | 0
165 | 0 | 0 | 0 | 0 | 0 | 0 | 0 | 0 | 0 | 0
166 | 0 | 0 | 0 | 0 | 0 | 0 | 0 | 0 | 0 | 0
167 | 0 | 0 | 0 | 0 | 0 | 0 | 0 | 0 | 0 | 0
168 | 0 | 0 | 0 | 0 | 0 | 0 | 0 | 0 | 0 | 0
169 | 0 | 0 | 0 | 0 | 0 | 0 | 0 | 0 | 0 | 0
170 | 0 | 0 | 0 | 0 | 0 | 0 | 0 | 0 | 0 | 0
171 | 0 | 0 | 0 | 0 | 0 | 0 | 0 | 0 | 0 | 0
172 | 0 | 0 | 0 | 0 | 0 | 0 | 0 | 0 | 0 | 0
173 | 0 | 0 | 0 | 0 | 0 | 0 | 0 | 0 | 0 | 0
174 | 0 | 0 | 0 | 0 | 0 | 0 | 0 | 0 | 0 | 0
175 | 0 | 0 | 0 | 0 | 0 | 0 | 0 | 0 | 0 | 0
176 | 0 | 0 | 0 | 0 | 0 | 0 | 0 | 0 | 0 | 0
177 | 0 | 0 | 0 | 0 | 0 | 0 | 0 | 0 | 0 | 0
178 | 0 | 0 | 0 | 0 | 0 | 0 | 0 | 0 | 0 | 0
179 | 0 | 0 | 0 | 0 | 0 | 0 | 0 | 0 | 0 | 0
180 | 0 | 0 | 0 | 0 | 0 | 0 | 0 | 0 | 0 | 0
181 | 0 | 0 | 0 | 0 | 0 | 0 | 0 | 0 | 0 | 0
182 | 0 | 0 | 0 | 0 | 0 | 0 | 0 | 0 | 0 | 0
183 | 0 | 0 | 0 | 0 | 0 | 0 | 0 | 0 | 0 | 0
184 | 0 | 0 | 0 | 0 | 0 | 0 | 0 | 0 | 0 | 0
185 | 0 | 0 | 0 | 0 | 0 | 0 | 0 | 0 | 0 | 0
186 | 0 | 0 | 0 | 0 | 0 | 0 | 0 | 0 | 0 | 0
187 | 0 | 0 | 0 | 0 | 0 | 0 | 0 | 0 | 0 | 0
188 | 0 | 0 | 0 | 0 | 0 | 0 | 0 | 0 | 0 | 0
189 | 0 | 0 | 0 | 0 | 0 | 0 | 0 | 0 | 0 | 0
190 | 0 | 0 | 0 | 0 | 0 | 0 | 0 | 0 | 0 | 0
191 | 0 | 0 | 0 | 0 | 0 | 0 | 0 | 0 | 0 | 0
192 | 0 | 0 | 0 | 0 | 0 | 0 | 0 | 0 | 0 | 0
193 | 0 | 0 | 0 | 0 | 0 | 0 | 0 | 0 | 0 | 0
194 | 0 | 0 | 0 | 0 | 0 | 0 | 0 | 0 | 0 | 0
195 | 0 | 0 | 0 | 0 | 0 | 0 | 0 | 0 | 0 | 0
196 | 0 | 0 | 0 | 0 | 0 | 0 | 0 | 0 | 0 | 0
197 | 0 | 0 | 0 | 0 | 0 | 0 | 0 | 0 | 0 | 0
198 | 0 | 0 | 0 | 0 | 0 | 0 | 0 | 0 | 0 | 0
199 | 0 | 0 | 0 | 0 | 0 | 0 | 0 | 0 | 0 | 0
200 | 0 | 0 | 0 | 0 | 0 | 0 | 0 | 0 | 0 | 0
201 | 0 | 0 | 0 | 0 | 0 | 0 | 0 | 0 | 0 | 0
202 | 0 | 0 | 0 | 0 | 0 | 0 | 0 | 0 | 0 | 0
203 | 0 | 0 | 0 | 0 | 0 | 0 | 0 | 0 | 0 | 0
204 | 0 | 0 | 0 | 0 | 0 | 0 | 0 | 0 | 0 | 0
205 | 0 | 0 | 0 | 0 | 0 | 0 | 0 | 0 | 0 | 0
206 | 0 | 0 | 0 | 0 | 0 | 0 | 0 | 0 | 0 | 0
207 | 0 | 0 | 0 | 0 | 0 | 0 | 0 | 0 | 0 | 0
208 | 0 | 0 | 0 | 0 | 0 | 0 | 0 | 0 | 0 | 0
209 | 0 | 0 | 0 | 0 | 0 | 0 | 0 | 0 | 0 | 0
210 | 0 | 0 | 0 | 0 | 0 | 0 | 0 | 0 | 0 | 0
211 | 0 | 0 | 0 | 0 | 0 | 0 | 0 | 0 | 0 | 0
212 | 0 | 0 | 0 | 0 | 0 | 0 | 0 | 0 | 0 | 0
213 | 0 | 0 | 0 | 0 | 0 | 0 | 0 | 0 | 0 | 0
214 | 0 | 0 | 0 | 0 | 0 | 0 | 0 | 0 | 0 | 0
215 | 0 | 0 | 0 | 0 | 0 | 0 | 0 | 0 | 0 | 0
216 | 0 | 0 | 0 | 0 | 0 | 0 | 0 | 0 | 0 | 0
217 | 0 | 0 | 0 | 0 | 0 | 0 | 0 | 0 | 0 | 0
218 | 0 | 0 | 0 | 0 | 0 | 0 | 0 | 0 | 0 | 0
219 | 0 | 0 | 0 | 0 | 0 | 0 | 0 | 0 | 0 | 0
220 | 0 | 0 | 0 | 0 | 0 | 0 | 0 | 0 | 0 | 0
221 | 0 | 0 | 0 | 0 | 0 | 0 | 0 | 0 | 0 | 0
222 | 0 | 0 | 0 | 0 | 0 | 0 | 0 | 0 | 0 | 0
223 | 0 | 0 | 0 | 0 | 0 | 0 | 0 | 0 | 0 | 0
224 | 0 | 0 | 0 | 0 | 0 | 0 | 0 | 0 | 0 | 0
225 | 0 | 0 | 0 | 0 | 0 | 0 | 0 | 0 | 0 | 0
226 | 0 | 0 | 0 | 0 | 0 | 0 | 0 | 0 | 0 | 0
227 | 0 | 0 | 0 | 0 | 0 | 0 | 0 | 0 | 0 | 0
228 | 0 | 0 | 0 | 0 | 0 | 0 | 0 | 0 | 0 | 0
229 | 0 | 0 | 0 | 0 | 0 | 0 | 0 | 0 | 0 | 0
230 | 0 | 0 | 0 | 0 | 0 | 0 | 0 | 0 | 0 | 0
231 | 0 | 0 | 0 | 0 | 0 | 0 | 0 | 0 | 0 | 0
232 | 0 | 0 | 0 | 0 | 0 | 0 | 0 | 0 | 0 | 0
233 | 0 | 0 | 0 | 0 | 0 | 0 | 0 | 0 | 0 | 0
234 | 0 | 0 | 0 | 0 | 0 | 0 | 0 | 0 | 0 | 0
235 | 0 | 0 | 0 | 0 | 0 | 0 | 0 | 0 | 0 | 0
236 | 0 | 0 | 0 | 0 | 0 | 0 | 0 | 0 | 0 | 0
237 | 0 | 0 | 0 | 0 | 0 | 0 | 0 | 0 | 0 | 0
238 | 0 | 0 | 0 | 0 | 0 | 0 | 0 | 0 | 0 | 0
239 | 0 | 0 | 0 | 0 | 0 | 0 | 0 | 0 | 0 | 0
240 | 0 | 0 | 0 | 0 | 0 | 0 | 0 | 0 | 0 | 0
241 | 0 | 0 | 0 | 0 | 0 | 0 | 0 | 0 | 0 | 0
242 | 0 | 0 | 0 | 0 | 0 | 0 | 0 | 0 | 0 | 0
243 | 0 | 0 | 0 | 0 | 0 | 0 | 0 | 0 | 0 | 0
244 | 0 | 0 | 0 | 0 | 0 | 0 | 0 | 0 | 0 | 0
245 | 0 | 0 | 0 | 0 | 0 | 0 | 0 | 0 | 0 | 0
246 | 0 | 0 | 0 | 0 | 0 | 0 | 0 | 0 | 0 | 0
247 | 0 | 0 | 0 | 0 | 0 | 0 | 0 | 0 | 0 | 0
248 | 0 | 0 | 0 | 0 | 0 | 0 | 0 | 0 | 0 | 0
249 | 0 | 0 | 0 | 0 | 0 | 0 | 0 | 0 | 0 | 0
250 | 0 | 0 | 0 | 0 | 0 | 0 | 0 | 0 | 0 | 0
251 | 0 | 0 | 0 | 0 | 0 | 0 | 0 | 0 | 0 | 0
252 | 0 | 0 | 0 | 0 | 0 | 0 | 0 | 0 | 0 | 0
253 | 0 | 0 | 0 | 0 | 0 | 0 | 0 | 0 | 0 | 0
254 | 0 | 0 | 0 | 0 | 0 | 0 | 0 | 0 | 0 | 0
255 | 0 | 0 | 0 | 0 | 0 | 0 | 0 | 0 | 0 | 0
256 | 0 | 0 | 0 | 0 | 0 | 0 | 0 | 0 | 0 | 0
257 | 0 | 0 | 0 | 0 | 0 | 0 | 0 | 0 | 0 | 0
258 | 0 | 0 | 0 | 0 | 0 | 0 | 0 | 0 | 0 | 0
259 | 0 | 0 | 0 | 0 | 0 | 0 | 0 | 0 | 0 | 0
260 | 0 | 0 | 0 | 0 | 0 | 0 | 0 | 0 | 0 | 0
261 | 0 | 0 | 0 | 0 | 0 | 0 | 0 | 0 | 0 | 0
262 | 0 | 0 | 0 | 0 | 0 | 0 | 0 | 0 | 0 | 0
263 | 0 | 0 | 0 | 0 | 0 | 0 | 0 | 0 | 0 | 0
264 | 0 | 0 | 0 | 0 | 0 | 0 | 0 | 0 | 0 | 0
265 | 0 | 0 | 0 | 0 | 0 | 0 | 0 | 0 | 0 | 0
266 | 0 | 0 | 0 | 0 | 0 | 0 | 0 | 0 | 0 | 0
267 | 0 | 0 | 0 | 0 | 0 | 0 | 0 | 0 | 0 | 0
268 | 0 | 0 | 0 | 0 | 0 | 0 | 0 | 0 | 0 | 0
269 | 0 | 0 | 0 | 0 | 0 | 0 | 0 | 0 | 0 | 0
270 | 0 | 0 | 0 | 0 | 0 | 0 | 0 | 0 | 0 | 0
271 | 0 | 0 | 0 | 0 | 0 | 0 | 0 | 0 | 4 | 0
272 | 0 | 0 | 0 | 0 | 0 | 0 | 0 | 0 | 0 | 0
273 | 0 | 0 | 0 | 0 | 0 | 0 | 0 | 0 | 0 | 0
274 | 0 | 0 | 0 | 0 | 0 | 0 | 0 | 0 | 0 | 0
275 | 0 | 0 | 0 | 0 | 0 | 0 | 0 | 0 | 0 | 0
276 | 0 | 0 | 0 | 0 | 0 | 0 | 0 | 0 | 0 | 0
277 | 0 | 0 | 0 | 0 | 0 | 0 | 0 | 0 | 0 | 0
278 | 0 | 0 | 0 | 0 | 0 | 0 | 0 | 0 | 0 | 0
279 | 0 | 0 | 0 | 0 | 0 | 0 | 0 | 0 | 0 | 0
280 | 0 | 0 | 0 | 0 | 0 | 0 | 0 | 0 | 0 | 0
281 | 0 | 0 | 0 | 0 | 0 | 0 | 0 | 0 | 0 | 0
282 | 0 | 0 | 0 | 0 | 0 | 0 | 0 | 0 | 0 | 0
283 | 0 | 0 | 0 | 0 | 0 | 0 | 0 | 0 | 0 | 0
284 | 0 | 0 | 0 | 0 | 0 | 0 | 0 | 0 | 0 | 0
285 | 0 | 0 | 0 | 0 | 0 | 0 | 0 | 0 | 0 | 0
286 | 0 | 0 | 0 | 0 | 0 | 0 | 0 | 0 | 0 | 0
287 | 0 | 0 | 0 | 0 | 0 | 0 | 0 | 0 | 0 | 0
288 | 0 | 0 | 0 | 0 | 0 | 0 | 0 | 0 | 0 | 0
289 | 0 | 0 | 0 | 0 | 0 | 0 | 0 | 0 | 0 | 0
290 | 0 | 0 | 0 | 0 | 0 | 0 | 0 | 0 | 0 | 0
291 | 0 | 0 | 0 | 0 | 0 | 0 | 0 | 0 | 0 | 0
292 | 0 | 0 | 0 | 0 | 0 | 0 | 0 | 0 | 1 | 0
293 | 0 | 0 | 0 | 0 | 0 | 0 | 0 | 0 | 0 | 0
294 | 0 | 0 | 0 | 0 | 0 | 0 | 0 | 0 | 0 | 0
295 | 0 | 0 | 0 | 0 | 0 | 0 | 0 | 0 | 0 | 0
296 | 0 | 0 | 0 | 0 | 0 | 0 | 0 | 0 | 0 | 0
297 | 0 | 0 | 0 | 0 | 0 | 0 | 0 | 0 | 0 | 0
298 | 0 | 0 | 0 | 0 | 0 | 0 | 0 | 0 | 0 | 0
299 | 0 | 0 | 0 | 0 | 0 | 0 | 0 | 0 | 1 | 0
300 | 0 | 0 | 0 | 0 | 0 | 0 | 0 | 0 | 0 | 0
301 | 0 | 0 | 0 | 0 | 0 | 0 | 0 | 0 | 0 | 0
302 | 0 | 0 | 0 | 0 | 0 | 0 | 0 | 0 | 0 | 0
303 | 0 | 0 | 0 | 0 | 0 | 0 | 0 | 0 | 0 | 0
304 | 0 | 0 | 0 | 0 | 0 | 0 | 0 | 0 | 0 | 0
305 | 0 | 0 | 0 | 0 | 0 | 0 | 0 | 0 | 0 | 0
306 | 0 | 0 | 0 | 0 | 0 | 0 | 0 | 0 | 0 | 0
307 | 0 | 0 | 0 | 0 | 0 | 0 | 0 | 0 | 0 | 0
308 | 0 | 0 | 0 | 0 | 0 | 0 | 0 | 0 | 1 | 0
309 | 0 | 0 | 0 | 0 | 0 | 0 | 0 | 0 | 0 | 0
310 | 0 | 0 | 0 | 0 | 0 | 0 | 0 | 0 | 0 | 0
311 | 0 | 0 | 0 | 0 | 0 | 0 | 0 | 0 | 0 | 0
312 | 0 | 0 | 0 | 0 | 0 | 0 | 0 | 0 | 0 | 0
313 | 0 | 0 | 0 | 0 | 0 | 0 | 0 | 0 | 0 | 0
314 | 0 | 0 | 0 | 0 | 0 | 0 | 0 | 0 | 0 | 0
315 | 0 | 0 | 0 | 0 | 0 | 0 | 0 | 0 | 0 | 0
316 | 0 | 0 | 0 | 0 | 0 | 0 | 0 | 0 | 0 | 0
317 | 0 | 0 | 0 | 0 | 0 | 0 | 0 | 0 | 1 | 0
318 | 0 | 0 | 0 | 0 | 0 | 0 | 0 | 0 | 0 | 0
319 | 0 | 0 | 0 | 0 | 0 | 0 | 0 | 0 | 1 | 0
320 | 0 | 0 | 0 | 0 | 0 | 0 | 0 | 0 | 0 | 0
321 | 0 | 0 | 0 | 0 | 0 | 0 | 0 | 0 | 0 | 0
322 | 0 | 0 | 0 | 0 | 0 | 0 | 0 | 0 | 0 | 0
323 | 0 | 0 | 0 | 0 | 0 | 0 | 0 | 0 | 0 | 0
324 | 0 | 0 | 0 | 0 | 0 | 0 | 0 | 0 | 0 | 0
325 | 0 | 0 | 0 | 0 | 0 | 0 | 0 | 0 | 1 | 0
326 | 0 | 0 | 0 | 0 | 0 | 0 | 1 | 0 | 0 | 0
327 | 0 | 0 | 0 | 0 | 0 | 0 | 0 | 0 | 0 | 0
328 | 0 | 0 | 0 | 0 | 0 | 0 | 0 | 0 | 0 | 0
329 | 0 | 0 | 0 | 0 | 0 | 0 | 0 | 0 | 1 | 0
330 | 0 | 0 | 0 | 0 | 0 | 0 | 0 | 0 | 0 | 0
331 | 0 | 0 | 0 | 0 | 0 | 0 | 0 | 0 | 0 | 0
332 | 0 | 0 | 0 | 0 | 0 | 0 | 0 | 0 | 0 | 0
333 | 0 | 0 | 0 | 0 | 0 | 0 | 0 | 0 | 0 | 0
334 | 0 | 0 | 0 | 0 | 0 | 0 | 0 | 0 | 0 | 0
335 | 0 | 0 | 0 | 0 | 0 | 0 | 0 | 0 | 0 | 0
336 | 0 | 0 | 0 | 0 | 0 | 0 | 0 | 0 | 0 | 0
337 | 0 | 0 | 0 | 0 | 0 | 0 | 0 | 0 | 0 | 1
338 | 0 | 0 | 0 | 0 | 0 | 0 | 0 | 0 | 0 | 0
339 | 0 | 0 | 0 | 0 | 0 | 0 | 0 | 0 | 0 | 0
340 | 0 | 0 | 0 | 0 | 0 | 0 | 0 | 0 | 0 | 0
341 | 0 | 0 | 0 | 0 | 0 | 0 | 0 | 0 | 0 | 0
342 | 0 | 0 | 0 | 0 | 0 | 0 | 0 | 0 | 0 | 0
343 | 0 | 0 | 0 | 0 | 0 | 0 | 0 | 0 | 0 | 0
344 | 0 | 0 | 0 | 0 | 0 | 0 | 0 | 0 | 0 | 0
345 | 0 | 0 | 0 | 0 | 0 | 0 | 0 | 0 | 0 | 0
346 | 0 | 0 | 0 | 0 | 0 | 0 | 1 | 0 | 0 | 0
347 | 0 | 0 | 0 | 0 | 0 | 0 | 0 | 0 | 4 | 0
348 | 0 | 0 | 0 | 0 | 0 | 0 | 0 | 0 | 3 | 0
349 | 0 | 0 | 0 | 0 | 0 | 0 | 0 | 0 | 3 | 0
350 | 0 | 0 | 0 | 0 | 0 | 0 | 0 | 0 | 3 | 0
351 | 0 | 0 | 0 | 0 | 0 | 0 | 0 | 0 | 3 | 3
352 | 0 | 0 | 0 | 0 | 0 | 0 | 0 | 0 | 3 | 4
353 | 0 | 0 | 0 | 0 | 0 | 0 | 0 | 0 | 3 | 0
354 | 0 | 0 | 0 | 0 | 0 | 0 | 4 | 0 | 3 | 0
355 | 0 | 0 | 0 | 0 | 0 | 0 | 0 | 0 | 3 | 0
356 | 0 | 0 | 0 | 0 | 0 | 0 | 0 | 0 | 0 | 0
357 | 0 | 0 | 0 | 0 | 0 | 0 | 0 | 0 | 0 | 0
358 | 0 | 0 | 0 | 0 | 0 | 0 | 0 | 0 | 0 | 0
359 | 0 | 0 | 0 | 0 | 0 | 0 | 0 | 0 | 0 | 0
360 | 0 | 0 | 0 | 0 | 0 | 0 | 0 | 0 | 0 | 0
361 | 0 | 0 | 0 | 0 | 0 | 0 | 0 | 0 | 0 | 0
362 | 0 | 0 | 0 | 0 | 0 | 0 | 0 | 0 | 0 | 0
363 | 0 | 0 | 0 | 0 | 0 | 0 | 0 | 0 | 0 | 0
364 | 0 | 0 | 0 | 0 | 0 | 0 | 0 | 0 | 0 | 0
365 | 0 | 0 | 0 | 0 | 0 | 0 | 3 | 0 | 0 | 0
366 | 0 | 0 | 0 | 0 | 0 | 0 | 3 | 0 | 0 | 0
367 | 0 | 0 | 0 | 0 | 0 | 0 | 3 | 0 | 0 | 0
368 | 0 | 0 | 0 | 0 | 0 | 0 | 2 | 0 | 0 | 0
369 | 0 | 0 | 0 | 0 | 0 | 0 | 0 | 0 | 0 | 0
370 | 0 | 0 | 0 | 0 | 0 | 0 | 0 | 0 | 0 | 0
371 | 0 | 0 | 0 | 0 | 0 | 0 | 0 | 0 | 0 | 0
372 | 0 | 0 | 0 | 0 | 0 | 0 | 0 | 0 | 0 | 0
373 | 0 | 0 | 0 | 0 | 0 | 0 | 0 | 0 | 0 | 0
374 | 0 | 0 | 0 | 0 | 0 | 0 | 0 | 0 | 0 | 0
375 | 0 | 0 | 0 | 0 | 0 | 0 | 0 | 0 | 0 | 0
376 | 0 | 0 | 0 | 0 | 0 | 0 | 0 | 0 | 0 | 0
377 | 0 | 0 | 0 | 0 | 0 | 0 | 0 | 0 | 0 | 0
378 | 0 | 0 | 0 | 0 | 0 | 0 | 0 | 0 | 0 | 0
379 | 0 | 0 | 0 | 0 | 0 | 0 | 0 | 0 | 0 | 0
380 | 0 | 0 | 0 | 0 | 0 | 0 | 0 | 0 | 0 | 0
381 | 0 | 0 | 0 | 0 | 0 | 0 | 0 | 0 | 0 | 0
382 | 0 | 0 | 0 | 0 | 0 | 0 | 0 | 0 | 0 | 0
383 | 0 | 0 | 0 | 0 | 0 | 0 | 0 | 0 | 0 | 0
384 | 0 | 3 | 0 | 0 | 0 | 0 | 0 | 0 | 0 | 0
385 | 0 | 3 | 0 | 0 | 0 | 0 | 0 | 0 | 0 | 0
386 | 0 | 0 | 0 | 0 | 0 | 0 | 0 | 0 | 0 | 1
387 | 0 | 0 | 0 | 0 | 0 | 0 | 0 | 0 | 0 | 0
388 | 0 | 0 | 0 | 0 | 0 | 0 | 0 | 0 | 0 | 0
389 | 0 | 0 | 0 | 0 | 0 | 0 | 0 | 0 | 0 | 0
390 | 0 | 0 | 0 | 0 | 0 | 0 | 0 | 0 | 0 | 1
391 | 0 | 0 | 0 | 0 | 0 | 0 | 0 | 0 | 0 | 0
392 | 0 | 0 | 0 | 0 | 0 | 0 | 0 | 0 | 0 | 1
393 | 0 | 0 | 0 | 0 | 0 | 0 | 0 | 0 | 0 | 0
394 | 2 | 0 | 0 | 0 | 0 | 0 | 0 | 0 | 0 | 0
395 | 0 | 0 | 0 | 0 | 0 | 0 | 0 | 1 | 0 | 0
396 | 0 | 0 | 0 | 0 | 0 | 0 | 0 | 0 | 0 | 0
397 | 0 | 0 | 0 | 0 | 0 | 0 | 0 | 0 | 0 | 0
398 | 0 | 0 | 0 | 0 | 0 | 0 | 0 | 0 | 0 | 0
399 | 0 | 0 | 0 | 0 | 0 | 0 | 0 | 0 | 0 | 0
400 | 0 | 0 | 0 | 0 | 0 | 0 | 0 | 0 | 0 | 0
401 | 0 | 0 | 0 | 0 | 0 | 0 | 0 | 0 | 0 | 0
402 | 0 | 0 | 0 | 0 | 0 | 0 | 0 | 0 | 0 | 0
403 | 0 | 0 | 0 | 0 | 0 | 0 | 0 | 0 | 0 | 0
404 | 0 | 2 | 0 | 0 | 0 | 0 | 1 | 0 | 0 | 0
405 | 0 | 0 | 0 | 0 | 0 | 0 | 0 | 0 | 0 | 0
406 | 0 | 0 | 0 | 0 | 0 | 0 | 0 | 0 | 0 | 0
407 | 0 | 0 | 0 | 0 | 0 | 0 | 0 | 0 | 0 | 0
408 | 2 | 0 | 0 | 0 | 0 | 0 | 0 | 0 | 0 | 0
409 | 0 | 0 | 0 | 0 | 0 | 0 | 0 | 0 | 0 | 0
410 | 0 | 0 | 0 | 0 | 3 | 0 | 0 | 0 | 0 | 0
411 | 0 | 0 | 0 | 0 | 2 | 0 | 0 | 0 | 0 | 0
412 | 0 | 0 | 0 | 0 | 0 | 0 | 0 | 0 | 0 | 0
413 | 0 | 0 | 0 | 0 | 0 | 0 | 0 | 0 | 0 | 0
414 | 0 | 0 | 0 | 0 | 0 | 0 | 0 | 0 | 0 | 0
415 | 0 | 0 | 0 | 2 | 2 | 0 | 0 | 0 | 0 | 0
416 | 0 | 0 | 0 | 0 | 0 | 0 | 0 | 0 | 0 | 1
417 | 0 | 0 | 0 | 0 | 0 | 0 | 0 | 0 | 0 | 0
418 | 0 | 0 | 2 | 0 | 0 | 0 | 0 | 0 | 0 | 0
419 | 0 | 0 | 0 | 0 | 0 | 0 | 0 | 0 | 0 | 0
420 | 0 | 0 | 0 | 0 | 0 | 0 | 0 | 0 | 0 | 0
421 | 0 | 0 | 0 | 3 | 0 | 0 | 0 | 0 | 0 | 0
422 | 0 | 0 | 0 | 3 | 3 | 0 | 0 | 3 | 0 | 0
423 | 0 | 0 | 0 | 0 | 3 | 0 | 0 | 3 | 0 | 3
424 | 0 | 0 | 0 | 0 | 4 | 0 | 0 | 3 | 0 | 3
425 | 0 | 0 | 0 | 0 | 0 | 0 | 0 | 3 | 0 | 3
426 | 0 | 0 | 0 | 0 | 0 | 0 | 0 | 4 | 0 | 3
427 | 0 | 0 | 2 | 0 | 0 | 0 | 0 | 0 | 0 | 2
428 | 0 | 0 | 3 | 0 | 0 | 0 | 0 | 0 | 0 | 0
429 | 0 | 0 | 4 | 0 | 0 | 0 | 0 | 0 | 0 | 0
430 | 3 | 0 | 0 | 0 | 0 | 0 | 0 | 0 | 0 | 0
431 | 3 | 0 | 0 | 0 | 0 | 0 | 0 | 0 | 0 | 0
432 | 4 | 0 | 0 | 0 | 0 | 0 | 0 | 0 | 0 | 3
433 | 0 | 0 | 0 | 0 | 0 | 0 | 0 | 0 | 0 | 3
434 | 0 | 0 | 0 | 0 | 0 | 0 | 0 | 0 | 0 | 3
435 | 0 | 0 | 0 | 0 | 0 | 0 | 0 | 0 | 0 | 3
436 | 0 | 0 | 0 | 0 | 0 | 0 | 0 | 0 | 0 | 2
437 | 0 | 0 | 0 | 0 | 0 | 0 | 0 | 0 | 0 | 0
438 | 0 | 0 | 0 | 2 | 0 | 0 | 0 | 0 | 0 | 0
439 | 0 | 0 | 0 | 0 | 0 | 0 | 0 | 0 | 0 | 0
440 | 0 | 0 | 0 | 0 | 0 | 0 | 0 | 0 | 0 | 0
441 | 0 | 0 | 0 | 0 | 0 | 0 | 0 | 0 | 0 | 0
442 | 0 | 0 | 0 | 0 | 0 | 0 | 0 | 0 | 0 | 0
443 | 0 | 0 | 0 | 0 | 0 | 0 | 0 | 0 | 0 | 0
444 | 0 | 0 | 0 | 3 | 0 | 0 | 0 | 0 | 0 | 0
445 | 0 | 0 | 0 | 3 | 0 | 0 | 0 | 0 | 0 | 0
446 | 0 | 0 | 0 | 4 | 0 | 0 | 0 | 0 | 0 | 0
447 | 0 | 0 | 0 | 0 | 0 | 0 | 0 | 0 | 0 | 0
448 | 0 | 0 | 0 | 0 | 0 | 0 | 0 | 0 | 0 | 0
449 | 0 | 0 | 0 | 0 | 0 | 0 | 0 | 0 | 0 | 0
450 | 0 | 0 | 0 | 0 | 0 | 0 | 0 | 0 | 0 | 0
451 | 0 | 0 | 0 | 0 | 0 | 0 | 0 | 0 | 0 | 0
452 | 0 | 0 | 0 | 0 | 0 | 0 | 0 | 0 | 0 | 0
453 | 0 | 0 | 0 | 0 | 0 | 0 | 0 | 0 | 0 | 0
454 | 0 | 0 | 0 | 0 | 0 | 0 | 0 | 0 | 0 | 0
455 | 0 | 0 | 0 | 0 | 0 | 0 | 0 | 0 | 0 | 0
456 | 0 | 0 | 0 | 0 | 0 | 0 | 0 | 0 | 0 | 0
457 | 0 | 0 | 0 | 0 | 0 | 0 | 0 | 0 | 0 | 0
458 | 0 | 0 | 0 | 0 | 0 | 0 | 0 | 1 | 0 | 0
459 | 0 | 0 | 0 | 0 | 0 | 0 | 0 | 0 | 0 | 0
460 | 0 | 0 | 0 | 0 | 0 | 0 | 0 | 0 | 0 | 0
461 | 0 | 0 | 0 | 0 | 0 | 0 | 0 | 0 | 0 | 0
462 | 0 | 0 | 0 | 0 | 0 | 0 | 0 | 0 | 0 | 0
463 | 0 | 0 | 0 | 0 | 0 | 0 | 0 | 3 | 0 | 0
464 | 0 | 0 | 0 | 0 | 0 | 0 | 0 | 2 | 0 | 0
465 | 0 | 0 | 0 | 0 | 0 | 0 | 0 | 0 | 0 | 0
466 | 0 | 0 | 0 | 0 | 0 | 0 | 0 | 0 | 0 | 0
467 | 0 | 0 | 0 | 0 | 0 | 0 | 0 | 0 | 0 | 0
468 | 0 | 0 | 0 | 0 | 0 | 0 | 0 | 0 | 0 | 0
469 | 0 | 0 | 0 | 0 | 0 | 0 | 0 | 0 | 0 | 0
470 | 0 | 0 | 0 | 0 | 0 | 0 | 0 | 0 | 0 | 0
471 | 0 | 0 | 0 | 0 | 0 | 0 | 0 | 0 | 0 | 0
472 | 0 | 0 | 0 | 0 | 0 | 0 | 0 | 1 | 0 | 0
473 | 0 | 0 | 0 | 0 | 0 | 0 | 0 | 0 | 0 | 0
474 | 0 | 0 | 0 | 0 | 0 | 0 | 0 | 0 | 0 | 0
475 | 0 | 0 | 0 | 0 | 0 | 0 | 0 | 0 | 0 | 0
476 | 0 | 0 | 0 | 0 | 0 | 0 | 0 | 0 | 0 | 0
477 | 0 | 0 | 0 | 0 | 0 | 0 | 0 | 0 | 0 | 0
478 | 0 | 0 | 0 | 0 | 0 | 0 | 0 | 0 | 0 | 0
479 | 0 | 0 | 0 | 0 | 0 | 0 | 0 | 0 | 0 | 0
480 | 0 | 0 | 0 | 0 | 0 | 0 | 0 | 0 | 0 | 0
481 | 0 | 0 | 0 | 0 | 0 | 0 | 0 | 0 | 0 | 0
482 | 0 | 0 | 0 | 0 | 0 | 0 | 0 | 0 | 0 | 0
483 | 0 | 0 | 0 | 0 | 0 | 0 | 0 | 0 | 0 | 0
484 | 0 | 0 | 0 | 0 | 0 | 0 | 0 | 0 | 0 | 0
485 | 0 | 0 | 0 | 0 | 0 | 0 | 0 | 1 | 0 | 0
486 | 0 | 0 | 0 | 0 | 0 | 0 | 0 | 0 | 0 | 0
487 | 0 | 0 | 0 | 0 | 0 | 0 | 0 | 0 | 0 | 0
488 | 0 | 0 | 0 | 0 | 0 | 0 | 0 | 0 | 0 | 0
489 | 0 | 0 | 0 | 0 | 0 | 0 | 0 | 1 | 0 | 0
490 | 0 | 0 | 0 | 0 | 0 | 0 | 0 | 0 | 0 | 0
491 | 0 | 0 | 0 | 0 | 0 | 0 | 0 | 1 | 0 | 0
492 | 0 | 0 | 0 | 0 | 0 | 0 | 0 | 0 | 0 | 0
493 | 0 | 0 | 0 | 0 | 0 | 0 | 0 | 0 | 0 | 0
494 | 0 | 0 | 0 | 0 | 0 | 0 | 0 | 0 | 0 | 0
495 | 0 | 0 | 0 | 0 | 0 | 0 | 0 | 0 | 0 | 0
496 | 0 | 0 | 0 | 0 | 0 | 0 | 0 | 0 | 0 | 0
497 | 0 | 0 | 0 | 0 | 0 | 0 | 0 | 0 | 0 | 0
498 | 0 | 0 | 0 | 0 | 0 | 0 | 0 | 0 | 0 | 0
499 | 0 | 0 | 0 | 0 | 0 | 0 | 0 | 0 | 0 | 0
500 | 0 | 0 | 0 | 0 | 0 | 0 | 0 | 3 | 0 | 0
501 | 0 | 0 | 0 | 0 | 0 | 0 | 0 | 2 | 0 | 0
502 | 0 | 0 | 0 | 0 | 0 | 0 | 0 | 0 | 0 | 0
503 | 0 | 0 | 0 | 0 | 0 | 0 | 0 | 0 | 0 | 0
504 | 0 | 0 | 0 | 0 | 0 | 0 | 0 | 0 | 0 | 0
505 | 0 | 0 | 0 | 0 | 0 | 0 | 0 | 0 | 0 | 0
506 | 0 | 0 | 0 | 0 | 0 | 0 | 0 | 0 | 0 | 0
507 | 0 | 0 | 0 | 0 | 0 | 0 | 0 | 0 | 0 | 0
508 | 0 | 0 | 0 | 0 | 0 | 0 | 0 | 0 | 0 | 0
509 | 0 | 0 | 0 | 0 | 0 | 0 | 0 | 0 | 0 | 0
510 | 0 | 0 | 0 | 0 | 0 | 0 | 0 | 0 | 0 | 0
511 | 0 | 0 | 0 | 0 | 0 | 0 | 0 | 0 | 0 | 0
512 | 0 | 0 | 0 | 0 | 0 | 0 | 0 | 0 | 0 | 0
513 | 0 | 0 | 0 | 0 | 0 | 0 | 0 | 0 | 0 | 0
514 | 0 | 0 | 0 | 0 | 0 | 0 | 0 | 1 | 0 | 0
515 | 0 | 0 | 0 | 0 | 0 | 0 | 0 | 0 | 0 | 0
516 | 0 | 0 | 0 | 0 | 0 | 0 | 0 | 0 | 0 | 0
517 | 0 | 0 | 0 | 0 | 0 | 0 | 0 | 0 | 0 | 0
518 | 0 | 0 | 0 | 0 | 0 | 0 | 0 | 0 | 0 | 0
519 | 0 | 0 | 0 | 0 | 0 | 0 | 0 | 0 | 0 | 0
520 | 0 | 0 | 0 | 0 | 0 | 0 | 0 | 0 | 0 | 0
521 | 0 | 0 | 0 | 0 | 0 | 0 | 0 | 0 | 0 | 0
522 | 0 | 0 | 0 | 0 | 0 | 0 | 0 | 0 | 0 | 0
523 | 0 | 0 | 0 | 0 | 0 | 0 | 0 | 0 | 0 | 0
524 | 0 | 0 | 0 | 0 | 0 | 0 | 0 | 1 | 0 | 0
525 | 0 | 0 | 0 | 0 | 0 | 0 | 0 | 0 | 0 | 0
526 | 0 | 0 | 0 | 0 | 0 | 0 | 0 | 0 | 0 | 0
527 | 0 | 0 | 0 | 0 | 0 | 0 | 0 | 0 | 0 | 0
528 | 0 | 0 | 0 | 0 | 0 | 0 | 0 | 1 | 0 | 0
529 | 0 | 0 | 0 | 0 | 0 | 0 | 0 | 0 | 0 | 0
530 | 0 | 0 | 0 | 0 | 0 | 0 | 0 | 0 | 0 | 0
531 | 0 | 0 | 0 | 0 | 0 | 0 | 0 | 0 | 0 | 0
532 | 0 | 0 | 0 | 0 | 0 | 0 | 0 | 0 | 0 | 0
533 | 0 | 0 | 0 | 0 | 0 | 0 | 0 | 0 | 0 | 0
534 | 0 | 0 | 0 | 0 | 0 | 0 | 0 | 0 | 0 | 0
535 | 0 | 0 | 0 | 0 | 0 | 0 | 0 | 0 | 0 | 0
536 | 0 | 0 | 0 | 0 | 0 | 0 | 0 | 0 | 0 | 0
537 | 0 | 0 | 0 | 0 | 0 | 0 | 0 | 0 | 0 | 0
538 | 0 | 0 | 0 | 0 | 0 | 0 | 0 | 0 | 0 | 0
539 | 0 | 0 | 0 | 0 | 0 | 0 | 0 | 0 | 0 | 0
540 | 0 | 0 | 0 | 0 | 0 | 0 | 0 | 0 | 0 | 0
541 | 0 | 0 | 0 | 0 | 0 | 0 | 0 | 0 | 0 | 0
542 | 0 | 0 | 0 | 0 | 0 | 0 | 0 | 0 | 0 | 0
543 | 0 | 0 | 0 | 0 | 0 | 0 | 0 | 0 | 0 | 0
544 | 0 | 0 | 0 | 0 | 0 | 0 | 0 | 0 | 0 | 0
545 | 0 | 0 | 0 | 0 | 0 | 0 | 0 | 0 | 0 | 0
546 | 0 | 0 | 0 | 0 | 0 | 0 | 0 | 0 | 0 | 0
547 | 0 | 0 | 0 | 0 | 0 | 0 | 0 | 0 | 0 | 0
548 | 0 | 0 | 0 | 0 | 0 | 0 | 0 | 0 | 0 | 0
549 | 0 | 0 | 0 | 0 | 0 | 0 | 0 | 0 | 0 | 0
550 | 0 | 0 | 0 | 0 | 0 | 0 | 0 | 0 | 0 | 0
551 | 0 | 0 | 0 | 0 | 0 | 0 | 0 | 0 | 0 | 0
552 | 0 | 0 | 0 | 0 | 0 | 0 | 0 | 0 | 0 | 0
553 | 0 | 0 | 0 | 0 | 0 | 0 | 0 | 0 | 0 | 0
554 | 0 | 0 | 0 | 0 | 0 | 0 | 0 | 0 | 0 | 0
555 | 0 | 2 | 0 | 0 | 0 | 0 | 0 | 0 | 0 | 0
556 | 0 | 0 | 0 | 0 | 0 | 0 | 0 | 0 | 0 | 0
557 | 0 | 0 | 0 | 0 | 2 | 0 | 0 | 0 | 0 | 0
558 | 0 | 0 | 0 | 0 | 0 | 0 | 0 | 0 | 0 | 0
559 | 0 | 0 | 0 | 0 | 0 | 0 | 0 | 0 | 0 | 0
560 | 0 | 0 | 0 | 0 | 0 | 0 | 0 | 0 | 0 | 0
561 | 0 | 0 | 0 | 0 | 0 | 0 | 0 | 0 | 0 | 0
562 | 0 | 0 | 0 | 0 | 0 | 0 | 0 | 0 | 0 | 0
563 | 0 | 0 | 0 | 0 | 0 | 0 | 0 | 0 | 0 | 0
564 | 0 | 0 | 0 | 0 | 0 | 0 | 0 | 0 | 0 | 0
565 | 0 | 0 | 0 | 0 | 0 | 0 | 0 | 0 | 0 | 0
566 | 0 | 0 | 0 | 0 | 0 | 0 | 0 | 0 | 0 | 0
567 | 0 | 0 | 0 | 0 | 0 | 0 | 0 | 0 | 0 | 0
568 | 0 | 0 | 0 | 0 | 0 | 0 | 0 | 0 | 0 | 0
569 | 0 | 2 | 0 | 0 | 0 | 0 | 0 | 0 | 0 | 0
570 | 0 | 0 | 0 | 0 | 0 | 0 | 0 | 0 | 0 | 0
571 | 0 | 3 | 0 | 0 | 0 | 0 | 0 | 0 | 0 | 0
572 | 0 | 3 | 0 | 0 | 0 | 0 | 0 | 0 | 0 | 0
573 | 0 | 0 | 0 | 0 | 0 | 0 | 0 | 0 | 0 | 0
574 | 0 | 0 | 0 | 0 | 0 | 0 | 0 | 0 | 0 | 0
575 | 0 | 0 | 0 | 0 | 0 | 0 | 0 | 0 | 0 | 0
576 | 0 | 0 | 0 | 0 | 0 | 0 | 0 | 0 | 0 | 0
577 | 0 | 0 | 0 | 0 | 0 | 0 | 0 | 0 | 0 | 0
578 | 0 | 0 | 0 | 0 | 0 | 0 | 0 | 0 | 0 | 0
579 | 0 | 0 | 0 | 0 | 0 | 0 | 0 | 0 | 0 | 0
580 | 0 | 0 | 0 | 0 | 0 | 0 | 0 | 0 | 0 | 0
581 | 0 | 0 | 0 | 0 | 0 | 0 | 0 | 0 | 0 | 0
582 | 0 | 0 | 0 | 0 | 0 | 0 | 0 | 0 | 0 | 0
583 | 0 | 0 | 0 | 0 | 2 | 0 | 0 | 0 | 0 | 0
584 | 0 | 0 | 0 | 0 | 0 | 0 | 0 | 0 | 0 | 0
585 | 0 | 0 | 0 | 0 | 0 | 0 | 0 | 0 | 0 | 0
586 | 0 | 0 | 0 | 0 | 0 | 0 | 0 | 0 | 0 | 0
587 | 0 | 0 | 0 | 0 | 0 | 0 | 0 | 0 | 0 | 0
588 | 0 | 0 | 0 | 0 | 0 | 0 | 0 | 0 | 0 | 0
589 | 0 | 0 | 0 | 0 | 0 | 0 | 0 | 0 | 0 | 0
590 | 0 | 0 | 0 | 0 | 0 | 0 | 0 | 0 | 0 | 0
591 | 0 | 0 | 0 | 0 | 0 | 0 | 0 | 0 | 0 | 0
592 | 0 | 0 | 0 | 0 | 3 | 0 | 0 | 0 | 0 | 0
593 | 0 | 0 | 0 | 0 | 3 | 0 | 0 | 0 | 0 | 0
594 | 0 | 0 | 0 | 0 | 0 | 0 | 0 | 0 | 0 | 0
595 | 0 | 0 | 0 | 0 | 0 | 0 | 0 | 0 | 0 | 0
596 | 0 | 0 | 0 | 0 | 0 | 0 | 0 | 0 | 0 | 0
597 | 0 | 0 | 0 | 0 | 0 | 0 | 0 | 0 | 0 | 0
598 | 0 | 0 | 0 | 0 | 0 | 0 | 0 | 0 | 0 | 0
599 | 0 | 0 | 0 | 0 | 0 | 0 | 0 | 0 | 0 | 0
600 | 0 | 0 | 0 | 0 | 0 | 0 | 0 | 0 | 0 | 0
601 | 0 | 0 | 0 | 0 | 3 | 0 | 0 | 0 | 0 | 0
602 | 0 | 0 | 0 | 0 | 3 | 0 | 0 | 0 | 0 | 0
603 | 0 | 0 | 3 | 0 | 4 | 0 | 0 | 0 | 0 | 0
604 | 0 | 0 | 2 | 0 | 0 | 0 | 0 | 0 | 0 | 0
605 | 0 | 0 | 0 | 0 | 0 | 0 | 0 | 0 | 0 | 0
606 | 0 | 0 | 0 | 0 | 0 | 0 | 0 | 0 | 0 | 0
607 | 0 | 0 | 0 | 0 | 0 | 0 | 0 | 0 | 0 | 0
608 | 0 | 0 | 0 | 0 | 0 | 0 | 0 | 0 | 0 | 0
609 | 0 | 0 | 0 | 0 | 0 | 0 | 0 | 0 | 0 | 0
610 | 0 | 0 | 0 | 0 | 0 | 0 | 0 | 0 | 0 | 0
611 | 0 | 0 | 0 | 0 | 0 | 0 | 0 | 0 | 0 | 0
612 | 0 | 0 | 0 | 0 | 0 | 0 | 0 | 0 | 0 | 0
613 | 0 | 0 | 0 | 0 | 0 | 0 | 0 | 0 | 0 | 0
614 | 0 | 0 | 2 | 0 | 0 | 0 | 0 | 0 | 0 | 0
615 | 0 | 0 | 0 | 2 | 0 | 0 | 0 | 0 | 0 | 0
616 | 0 | 0 | 0 | 0 | 0 | 0 | 0 | 0 | 0 | 0
617 | 0 | 0 | 0 | 0 | 0 | 0 | 0 | 0 | 0 | 0
618 | 0 | 0 | 0 | 0 | 0 | 0 | 0 | 0 | 0 | 0
619 | 0 | 0 | 0 | 0 | 0 | 0 | 0 | 0 | 0 | 0
620 | 0 | 0 | 0 | 0 | 0 | 0 | 0 | 0 | 0 | 0
621 | 0 | 0 | 0 | 0 | 0 | 0 | 0 | 0 | 0 | 0
622 | 0 | 0 | 0 | 0 | 0 | 0 | 0 | 0 | 0 | 0
623 | 0 | 0 | 0 | 0 | 0 | 0 | 0 | 0 | 0 | 0
624 | 0 | 0 | 0 | 0 | 0 | 0 | 0 | 0 | 0 | 0
625 | 0 | 0 | 0 | 0 | 0 | 0 | 0 | 0 | 0 | 0
626 | 0 | 0 | 0 | 0 | 0 | 0 | 0 | 0 | 0 | 0
627 | 0 | 0 | 0 | 0 | 0 | 0 | 0 | 0 | 0 | 0
628 | 0 | 0 | 0 | 0 | 0 | 0 | 0 | 0 | 0 | 0
629 | 0 | 0 | 0 | 0 | 0 | 0 | 0 | 0 | 0 | 0
630 | 0 | 0 | 2 | 3 | 0 | 0 | 0 | 0 | 0 | 0
631 | 0 | 0 | 0 | 3 | 0 | 0 | 0 | 0 | 0 | 0
632 | 0 | 0 | 0 | 2 | 0 | 0 | 0 | 0 | 0 | 0
633 | 0 | 0 | 0 | 0 | 0 | 0 | 0 | 0 | 0 | 0
634 | 0 | 0 | 0 | 0 | 0 | 0 | 0 | 0 | 0 | 0
635 | 0 | 0 | 0 | 0 | 0 | 0 | 0 | 0 | 0 | 0
636 | 0 | 0 | 0 | 0 | 0 | 0 | 0 | 0 | 0 | 0
637 | 0 | 0 | 0 | 0 | 0 | 0 | 0 | 0 | 0 | 0
638 | 0 | 0 | 0 | 0 | 0 | 0 | 0 | 0 | 0 | 0
639 | 0 | 0 | 0 | 0 | 0 | 0 | 0 | 0 | 0 | 0
640 | 0 | 0 | 0 | 0 | 0 | 0 | 0 | 0 | 0 | 0
641 | 0 | 0 | 0 | 0 | 0 | 0 | 0 | 0 | 0 | 0
642 | 0 | 0 | 0 | 0 | 0 | 1 | 0 | 0 | 0 | 0
643 | 0 | 0 | 0 | 0 | 0 | 0 | 0 | 0 | 0 | 0
644 | 0 | 0 | 0 | 0 | 0 | 0 | 0 | 0 | 0 | 0
645 | 0 | 0 | 0 | 0 | 0 | 0 | 0 | 0 | 0 | 0
646 | 0 | 0 | 0 | 0 | 0 | 0 | 0 | 0 | 0 | 0
647 | 0 | 0 | 0 | 0 | 0 | 0 | 0 | 0 | 0 | 0
648 | 0 | 0 | 0 | 0 | 0 | 0 | 0 | 0 | 0 | 0
649 | 0 | 0 | 0 | 0 | 0 | 0 | 0 | 0 | 0 | 0
650 | 0 | 0 | 0 | 0 | 0 | 0 | 0 | 0 | 0 | 0
651 | 0 | 0 | 0 | 2 | 0 | 0 | 0 | 0 | 0 | 0
652 | 0 | 0 | 0 | 0 | 0 | 0 | 0 | 0 | 0 | 0
653 | 0 | 0 | 0 | 0 | 0 | 0 | 0 | 0 | 0 | 0
654 | 0 | 0 | 0 | 0 | 0 | 0 | 0 | 0 | 0 | 0
655 | 0 | 0 | 0 | 0 | 0 | 0 | 0 | 0 | 0 | 0
656 | 0 | 0 | 0 | 0 | 0 | 0 | 0 | 0 | 0 | 0
657 | 0 | 0 | 0 | 0 | 0 | 0 | 0 | 0 | 0 | 0
658 | 0 | 0 | 0 | 0 | 0 | 0 | 0 | 0 | 0 | 0
659 | 0 | 0 | 0 | 0 | 0 | 0 | 0 | 0 | 0 | 0
660 | 0 | 0 | 0 | 0 | 0 | 0 | 0 | 0 | 0 | 0
661 | 0 | 0 | 0 | 0 | 0 | 0 | 0 | 0 | 0 | 0
662 | 0 | 0 | 0 | 0 | 0 | 0 | 0 | 0 | 0 | 0
663 | 0 | 0 | 0 | 0 | 0 | 0 | 0 | 0 | 0 | 0
664 | 0 | 0 | 0 | 0 | 0 | 0 | 0 | 0 | 0 | 0
665 | 0 | 0 | 0 | 0 | 0 | 0 | 0 | 0 | 0 | 0
666 | 0 | 0 | 0 | 0 | 0 | 0 | 0 | 0 | 0 | 0
667 | 0 | 0 | 0 | 0 | 0 | 0 | 0 | 0 | 0 | 0
668 | 0 | 0 | 0 | 0 | 0 | 0 | 0 | 0 | 0 | 0
669 | 0 | 0 | 0 | 0 | 0 | 0 | 0 | 0 | 0 | 0
670 | 0 | 0 | 0 | 0 | 0 | 0 | 0 | 0 | 0 | 0
671 | 0 | 0 | 0 | 0 | 0 | 0 | 0 | 0 | 0 | 0
672 | 0 | 0 | 0 | 0 | 0 | 0 | 0 | 0 | 0 | 0
673 | 0 | 0 | 0 | 0 | 0 | 0 | 0 | 0 | 0 | 0
674 | 0 | 0 | 0 | 0 | 0 | 0 | 0 | 0 | 0 | 0
675 | 0 | 0 | 0 | 0 | 0 | 4 | 0 | 0 | 0 | 0
676 | 0 | 0 | 0 | 0 | 0 | 0 | 0 | 0 | 0 | 0
677 | 0 | 0 | 0 | 0 | 0 | 0 | 0 | 0 | 0 | 0
678 | 0 | 0 | 0 | 0 | 0 | 0 | 0 | 0 | 0 | 0
679 | 0 | 0 | 0 | 0 | 0 | 0 | 0 | 0 | 0 | 0
680 | 0 | 0 | 0 | 0 | 0 | 0 | 0 | 0 | 0 | 0
681 | 0 | 0 | 0 | 0 | 0 | 0 | 0 | 0 | 0 | 0
682 | 0 | 0 | 0 | 0 | 0 | 0 | 0 | 0 | 0 | 0
683 | 0 | 0 | 0 | 0 | 0 | 0 | 0 | 0 | 0 | 0
684 | 0 | 0 | 0 | 0 | 0 | 0 | 0 | 0 | 0 | 0
685 | 0 | 0 | 0 | 0 | 0 | 0 | 0 | 0 | 0 | 0
686 | 0 | 0 | 0 | 0 | 0 | 4 | 0 | 0 | 0 | 0
687 | 0 | 0 | 0 | 0 | 0 | 0 | 0 | 0 | 0 | 0
688 | 0 | 0 | 0 | 0 | 0 | 0 | 0 | 0 | 0 | 0
689 | 0 | 0 | 0 | 0 | 0 | 0 | 0 | 0 | 0 | 0
690 | 0 | 0 | 0 | 0 | 0 | 1 | 0 | 0 | 0 | 0
691 | 0 | 0 | 0 | 0 | 0 | 0 | 0 | 0 | 0 | 0
692 | 0 | 0 | 0 | 0 | 0 | 0 | 0 | 0 | 0 | 0
693 | 0 | 0 | 0 | 0 | 0 | 0 | 0 | 0 | 0 | 0
694 | 0 | 0 | 0 | 0 | 0 | 0 | 0 | 0 | 0 | 0
695 | 0 | 0 | 0 | 0 | 0 | 0 | 0 | 0 | 0 | 0
696 | 0 | 0 | 0 | 0 | 0 | 0 | 0 | 0 | 0 | 0
697 | 0 | 0 | 0 | 0 | 0 | 0 | 0 | 0 | 0 | 0
698 | 0 | 0 | 0 | 0 | 0 | 1 | 0 | 0 | 0 | 0
699 | 0 | 0 | 0 | 0 | 0 | 0 | 0 | 0 | 0 | 0
700 | 0 | 0 | 0 | 0 | 0 | 0 | 0 | 0 | 0 | 0
701 | 0 | 0 | 0 | 0 | 0 | 0 | 0 | 0 | 0 | 0
702 | 0 | 0 | 0 | 0 | 0 | 0 | 0 | 0 | 0 | 0
703 | 0 | 0 | 0 | 0 | 0 | 0 | 0 | 0 | 0 | 0
704 | 0 | 0 | 0 | 0 | 0 | 0 | 0 | 0 | 0 | 0
705 | 0 | 0 | 0 | 0 | 0 | 0 | 0 | 0 | 0 | 0
706 | 0 | 0 | 0 | 0 | 0 | 0 | 0 | 0 | 0 | 0
707 | 0 | 0 | 0 | 0 | 0 | 0 | 0 | 0 | 0 | 0
708 | 0 | 0 | 0 | 0 | 0 | 0 | 0 | 0 | 0 | 0
709 | 0 | 0 | 0 | 0 | 0 | 0 | 0 | 0 | 0 | 0
710 | 0 | 0 | 0 | 0 | 0 | 0 | 0 | 0 | 0 | 0
711 | 0 | 0 | 0 | 0 | 0 | 0 | 0 | 0 | 0 | 0
712 | 0 | 0 | 0 | 0 | 0 | 0 | 0 | 0 | 0 | 0
713 | 0 | 0 | 0 | 0 | 0 | 0 | 0 | 0 | 0 | 0
714 | 0 | 0 | 0 | 0 | 0 | 0 | 0 | 0 | 0 | 0
715 | 0 | 0 | 0 | 0 | 0 | 0 | 0 | 0 | 0 | 0
716 | 0 | 0 | 0 | 0 | 0 | 0 | 0 | 0 | 0 | 0
717 | 0 | 0 | 0 | 0 | 0 | 0 | 0 | 0 | 0 | 0
718 | 0 | 0 | 0 | 0 | 0 | 0 | 0 | 0 | 0 | 0
719 | 0 | 0 | 0 | 0 | 0 | 0 | 0 | 0 | 0 | 0
720 | 0 | 0 | 0 | 0 | 0 | 0 | 0 | 0 | 0 | 0
721 | 0 | 0 | 0 | 0 | 0 | 0 | 0 | 0 | 0 | 0
722 | 0 | 0 | 0 | 0 | 0 | 0 | 0 | 0 | 0 | 0
723 | 0 | 0 | 0 | 0 | 0 | 0 | 0 | 0 | 0 | 0
724 | 0 | 0 | 0 | 0 | 0 | 0 | 0 | 0 | 0 | 0
725 | 0 | 0 | 0 | 0 | 0 | 0 | 0 | 0 | 0 | 0
726 | 0 | 0 | 0 | 0 | 0 | 0 | 0 | 0 | 0 | 0
727 | 0 | 0 | 0 | 0 | 0 | 0 | 0 | 0 | 0 | 0
728 | 0 | 0 | 0 | 0 | 0 | 0 | 0 | 0 | 0 | 0
729 | 0 | 0 | 0 | 0 | 0 | 0 | 0 | 0 | 0 | 0
730 | 0 | 0 | 0 | 0 | 0 | 1 | 0 | 0 | 0 | 0
731 | 0 | 0 | 0 | 0 | 0 | 0 | 0 | 0 | 0 | 0
732 | 0 | 0 | 0 | 0 | 0 | 0 | 0 | 0 | 0 | 0
733 | 0 | 0 | 0 | 0 | 0 | 0 | 0 | 0 | 0 | 0
734 | 0 | 0 | 0 | 0 | 0 | 0 | 0 | 0 | 0 | 0
735 | 0 | 0 | 0 | 0 | 0 | 0 | 0 | 0 | 0 | 0
736 | 0 | 0 | 0 | 0 | 0 | 0 | 0 | 0 | 0 | 0
737 | 0 | 0 | 0 | 0 | 0 | 0 | 0 | 0 | 0 | 0
738 | 0 | 0 | 0 | 0 | 0 | 0 | 0 | 0 | 0 | 0
739 | 0 | 0 | 0 | 0 | 0 | 0 | 0 | 0 | 0 | 0
740 | 0 | 0 | 0 | 0 | 0 | 0 | 0 | 0 | 0 | 0
741 | 0 | 0 | 0 | 0 | 0 | 0 | 0 | 0 | 0 | 0
742 | 0 | 0 | 0 | 0 | 0 | 0 | 0 | 0 | 0 | 0
743 | 0 | 0 | 0 | 0 | 0 | 0 | 0 | 0 | 0 | 0
744 | 0 | 0 | 0 | 0 | 0 | 0 | 0 | 0 | 0 | 0
745 | 0 | 0 | 0 | 0 | 0 | 0 | 0 | 0 | 0 | 0
746 | 0 | 0 | 0 | 0 | 0 | 0 | 0 | 0 | 0 | 0
747 | 0 | 0 | 0 | 0 | 0 | 0 | 0 | 0 | 0 | 0
748 | 0 | 0 | 0 | 0 | 0 | 0 | 0 | 0 | 0 | 0
749 | 0 | 0 | 0 | 0 | 0 | 0 | 0 | 0 | 0 | 0
750 | 0 | 0 | 0 | 0 | 0 | 0 | 0 | 0 | 0 | 0
751 | 0 | 0 | 0 | 0 | 0 | 0 | 0 | 0 | 0 | 0
752 | 0 | 0 | 0 | 0 | 0 | 0 | 0 | 0 | 0 | 0
753 | 0 | 0 | 0 | 0 | 0 | 0 | 0 | 0 | 0 | 0
754 | 0 | 0 | 0 | 0 | 0 | 0 | 0 | 0 | 0 | 0
755 | 0 | 0 | 0 | 0 | 0 | 0 | 0 | 0 | 0 | 0
756 | 0 | 0 | 0 | 0 | 0 | 0 | 0 | 0 | 0 | 0
757 | 0 | 0 | 0 | 0 | 0 | 0 | 0 | 0 | 0 | 0
758 | 0 | 0 | 0 | 0 | 0 | 1 | 0 | 0 | 0 | 0
759 | 0 | 0 | 0 | 0 | 0 | 0 | 0 | 0 | 0 | 0
760 | 0 | 0 | 0 | 0 | 0 | 0 | 0 | 0 | 0 | 0
761 | 0 | 0 | 0 | 0 | 0 | 0 | 0 | 0 | 0 | 0
762 | 0 | 0 | 0 | 0 | 0 | 0 | 0 | 0 | 0 | 0
763 | 0 | 0 | 0 | 0 | 0 | 0 | 0 | 0 | 0 | 0
764 | 0 | 0 | 0 | 0 | 0 | 0 | 0 | 0 | 0 | 0
765 | 0 | 0 | 0 | 0 | 0 | 0 | 0 | 0 | 0 | 0
766 | 0 | 0 | 0 | 0 | 0 | 0 | 0 | 0 | 0 | 0
767 | 0 | 0 | 0 | 0 | 0 | 0 | 0 | 0 | 0 | 0
768 | 0 | 0 | 0 | 0 | 0 | 0 | 0 | 0 | 0 | 0
769 | 0 | 0 | 0 | 0 | 0 | 0 | 0 | 0 | 0 | 0
770 | 0 | 0 | 0 | 0 | 0 | 0 | 0 | 0 | 0 | 0
771 | 0 | 0 | 0 | 0 | 0 | 0 | 0 | 0 | 0 | 0
772 | 0 | 0 | 0 | 0 | 0 | 0 | 0 | 0 | 0 | 0
773 | 0 | 0 | 0 | 0 | 0 | 0 | 0 | 0 | 0 | 0
774 | 0 | 0 | 0 | 0 | 0 | 0 | 0 | 0 | 0 | 0
775 | 0 | 0 | 0 | 0 | 0 | 0 | 0 | 0 | 0 | 0
776 | 0 | 0 | 0 | 0 | 0 | 0 | 0 | 0 | 0 | 0
777 | 0 | 0 | 0 | 0 | 0 | 0 | 0 | 0 | 0 | 0
778 | 0 | 0 | 0 | 0 | 0 | 0 | 0 | 0 | 0 | 0
779 | 0 | 0 | 0 | 0 | 0 | 0 | 0 | 0 | 0 | 0
780 | 0 | 0 | 0 | 0 | 0 | 0 | 0 | 0 | 0 | 0
781 | 0 | 0 | 0 | 0 | 0 | 0 | 0 | 0 | 0 | 0
782 | 0 | 0 | 0 | 0 | 0 | 0 | 0 | 0 | 0 | 0
783 | 0 | 0 | 0 | 0 | 0 | 0 | 0 | 0 | 0 | 0
784 | 0 | 0 | 0 | 0 | 0 | 0 | 0 | 0 | 0 | 0
785 | 0 | 0 | 0 | 0 | 0 | 1 | 0 | 0 | 0 | 0
786 | 0 | 0 | 0 | 0 | 0 | 0 | 0 | 0 | 0 | 0
787 | 0 | 0 | 0 | 0 | 0 | 0 | 0 | 0 | 0 | 0
788 | 0 | 0 | 0 | 0 | 0 | 0 | 0 | 0 | 0 | 0
789 | 0 | 0 | 0 | 0 | 0 | 0 | 0 | 0 | 0 | 0
790 | 0 | 0 | 0 | 0 | 0 | 0 | 0 | 0 | 0 | 0
791 | 0 | 0 | 0 | 0 | 0 | 0 | 0 | 0 | 0 | 0
792 | 0 | 0 | 0 | 0 | 0 | 0 | 0 | 0 | 0 | 0
793 | 0 | 0 | 0 | 0 | 0 | 0 | 0 | 0 | 0 | 0
794 | 0 | 0 | 0 | 0 | 0 | 0 | 0 | 0 | 0 | 0
795 | 0 | 0 | 0 | 0 | 0 | 0 | 0 | 0 | 0 | 0
796 | 0 | 0 | 0 | 0 | 0 | 0 | 0 | 0 | 0 | 0
797 | 0 | 0 | 0 | 0 | 0 | 3 | 0 | 0 | 0 | 0
798 | 0 | 3 | 0 | 0 | 0 | 3 | 0 | 0 | 0 | 0
799 | 0 | 0 | 0 | 0 | 0 | 4 | 0 | 0 | 0 | 0
800 | 0 | 2 | 0 | 0 | 0 | 0 | 0 | 0 | 0 | 0
801 | 0 | 0 | 0 | 0 | 0 | 0 | 0 | 0 | 0 | 0
802 | 0 | 0 | 0 | 0 | 0 | 0 | 0 | 0 | 0 | 0
803 | 0 | 0 | 0 | 0 | 2 | 0 | 0 | 0 | 0 | 0
804 | 0 | 0 | 0 | 0 | 0 | 0 | 0 | 0 | 0 | 0
805 | 0 | 0 | 0 | 0 | 0 | 0 | 0 | 0 | 0 | 0
806 | 0 | 0 | 0 | 0 | 0 | 0 | 0 | 0 | 0 | 0
807 | 0 | 0 | 0 | 0 | 0 | 0 | 0 | 0 | 0 | 0
808 | 0 | 0 | 0 | 0 | 0 | 0 | 0 | 0 | 0 | 0
809 | 0 | 0 | 0 | 0 | 0 | 0 | 0 | 0 | 0 | 0
810 | 0 | 0 | 0 | 0 | 0 | 0 | 0 | 0 | 0 | 0
811 | 0 | 0 | 0 | 0 | 0 | 0 | 0 | 0 | 0 | 0
812 | 0 | 0 | 0 | 0 | 0 | 0 | 0 | 0 | 0 | 0
813 | 0 | 0 | 0 | 0 | 0 | 0 | 0 | 0 | 0 | 0
814 | 0 | 0 | 0 | 0 | 0 | 0 | 0 | 0 | 0 | 0
815 | 0 | 0 | 0 | 0 | 0 | 0 | 0 | 0 | 0 | 0
816 | 0 | 0 | 0 | 0 | 0 | 0 | 0 | 0 | 0 | 0
817 | 0 | 0 | 0 | 0 | 0 | 0 | 0 | 0 | 0 | 0
818 | 0 | 0 | 0 | 0 | 0 | 0 | 0 | 0 | 0 | 0
819 | 0 | 0 | 0 | 0 | 0 | 0 | 0 | 0 | 0 | 0
820 | 0 | 0 | 0 | 0 | 0 | 0 | 0 | 0 | 0 | 0
821 | 0 | 0 | 0 | 0 | 0 | 0 | 0 | 0 | 0 | 0
822 | 0 | 0 | 0 | 0 | 0 | 0 | 0 | 0 | 0 | 0
823 | 0 | 0 | 0 | 0 | 0 | 0 | 0 | 0 | 0 | 0
824 | 0 | 0 | 0 | 0 | 0 | 0 | 0 | 0 | 0 | 0
825 | 0 | 0 | 0 | 0 | 0 | 0 | 0 | 0 | 0 | 0
826 | 0 | 0 | 0 | 0 | 0 | 0 | 0 | 0 | 0 | 0
827 | 0 | 0 | 0 | 0 | 0 | 0 | 0 | 0 | 0 | 0
828 | 0 | 0 | 0 | 0 | 0 | 0 | 0 | 0 | 0 | 0
829 | 0 | 0 | 0 | 0 | 0 | 0 | 0 | 0 | 0 | 0
830 | 0 | 0 | 0 | 0 | 0 | 0 | 0 | 0 | 0 | 0
831 | 0 | 0 | 0 | 0 | 0 | 0 | 0 | 0 | 0 | 0
832 | 0 | 0 | 0 | 0 | 2 | 0 | 0 | 0 | 0 | 0
833 | 0 | 0 | 0 | 0 | 0 | 0 | 0 | 0 | 0 | 0
834 | 0 | 0 | 0 | 0 | 0 | 0 | 0 | 0 | 0 | 0
835 | 3 | 0 | 0 | 0 | 0 | 0 | 0 | 0 | 0 | 0
836 | 0 | 0 | 0 | 0 | 0 | 0 | 0 | 0 | 0 | 0
837 | 0 | 0 | 0 | 0 | 0 | 0 | 0 | 0 | 0 | 0
838 | 0 | 0 | 0 | 0 | 0 | 0 | 0 | 0 | 0 | 0
839 | 0 | 0 | 0 | 0 | 0 | 0 | 0 | 0 | 0 | 0
840 | 0 | 0 | 0 | 0 | 0 | 0 | 0 | 0 | 0 | 0
841 | 0 | 0 | 0 | 0 | 0 | 0 | 0 | 0 | 0 | 0
842 | 0 | 0 | 0 | 0 | 0 | 0 | 0 | 0 | 0 | 0
843 | 0 | 0 | 0 | 0 | 0 | 0 | 0 | 0 | 0 | 0
844 | 2 | 0 | 0 | 0 | 0 | 0 | 0 | 0 | 0 | 3
845 | 0 | 0 | 0 | 0 | 0 | 0 | 0 | 0 | 0 | 2
846 | 0 | 0 | 0 | 0 | 0 | 0 | 0 | 0 | 0 | 0
847 | 0 | 0 | 0 | 0 | 0 | 0 | 0 | 0 | 0 | 0
848 | 0 | 0 | 0 | 0 | 0 | 0 | 0 | 0 | 0 | 0
849 | 0 | 0 | 0 | 0 | 0 | 0 | 0 | 0 | 0 | 0
850 | 0 | 0 | 0 | 0 | 0 | 0 | 0 | 0 | 0 | 0
851 | 0 | 0 | 0 | 0 | 0 | 0 | 0 | 0 | 0 | 3
852 | 0 | 0 | 0 | 0 | 0 | 0 | 0 | 0 | 0 | 3
853 | 0 | 0 | 0 | 0 | 0 | 0 | 0 | 0 | 0 | 3
854 | 0 | 0 | 0 | 0 | 0 | 0 | 0 | 0 | 0 | 2
855 | 0 | 0 | 0 | 0 | 2 | 0 | 0 | 0 | 0 | 0
856 | 0 | 0 | 0 | 0 | 0 | 0 | 0 | 0 | 0 | 0
857 | 0 | 0 | 0 | 0 | 0 | 0 | 0 | 0 | 0 | 1
858 | 0 | 0 | 0 | 0 | 0 | 0 | 0 | 0 | 0 | 1
859 | 0 | 0 | 0 | 0 | 0 | 0 | 0 | 0 | 0 | 0
860 | 0 | 0 | 0 | 0 | 0 | 0 | 0 | 0 | 0 | 0
861 | 0 | 0 | 0 | 0 | 0 | 0 | 0 | 0 | 0 | 0
862 | 0 | 0 | 0 | 0 | 3 | 0 | 0 | 0 | 0 | 0
863 | 0 | 0 | 0 | 0 | 4 | 0 | 0 | 0 | 0 | 0
864 | 0 | 0 | 0 | 0 | 0 | 0 | 0 | 0 | 0 | 0
865 | 0 | 0 | 0 | 0 | 0 | 0 | 0 | 0 | 0 | 0
866 | 0 | 0 | 0 | 0 | 0 | 0 | 0 | 0 | 0 | 0
867 | 0 | 0 | 0 | 0 | 0 | 0 | 0 | 0 | 0 | 0
868 | 0 | 0 | 0 | 0 | 0 | 0 | 0 | 0 | 0 | 1
869 | 0 | 0 | 0 | 0 | 0 | 0 | 0 | 0 | 0 | 0
870 | 0 | 0 | 0 | 0 | 0 | 0 | 0 | 0 | 0 | 0
871 | 0 | 0 | 0 | 0 | 0 | 0 | 0 | 0 | 0 | 0
872 | 0 | 0 | 0 | 0 | 0 | 0 | 0 | 0 | 0 | 0
873 | 0 | 0 | 0 | 0 | 0 | 0 | 0 | 0 | 1 | 0
874 | 0 | 0 | 0 | 0 | 0 | 0 | 0 | 0 | 0 | 0
875 | 0 | 0 | 0 | 0 | 0 | 0 | 0 | 0 | 0 | 0
876 | 0 | 0 | 0 | 0 | 0 | 0 | 0 | 4 | 0 | 0
877 | 0 | 0 | 0 | 0 | 0 | 0 | 0 | 0 | 0 | 0
878 | 0 | 0 | 0 | 0 | 0 | 0 | 0 | 0 | 0 | 0
879 | 0 | 0 | 0 | 0 | 0 | 0 | 0 | 0 | 0 | 0
880 | 0 | 0 | 0 | 0 | 0 | 0 | 0 | 0 | 0 | 0
881 | 0 | 0 | 0 | 0 | 0 | 0 | 0 | 0 | 0 | 0
882 | 0 | 0 | 0 | 0 | 0 | 0 | 0 | 0 | 0 | 0
883 | 0 | 0 | 0 | 0 | 0 | 0 | 0 | 0 | 0 | 0
884 | 0 | 0 | 0 | 0 | 0 | 0 | 0 | 0 | 3 | 0
885 | 0 | 0 | 0 | 0 | 0 | 0 | 0 | 0 | 3 | 0
886 | 0 | 0 | 0 | 0 | 0 | 0 | 0 | 0 | 0 | 0
887 | 0 | 0 | 0 | 0 | 0 | 0 | 0 | 0 | 0 | 0
888 | 0 | 0 | 0 | 0 | 0 | 0 | 0 | 0 | 0 | 0
889 | 0 | 0 | 0 | 0 | 0 | 0 | 0 | 0 | 0 | 0
890 | 0 | 0 | 0 | 0 | 0 | 0 | 0 | 0 | 0 | 0
891 | 0 | 0 | 0 | 0 | 0 | 0 | 0 | 0 | 0 | 0
892 | 0 | 0 | 0 | 0 | 0 | 0 | 0 | 1 | 0 | 0
893 | 0 | 0 | 0 | 0 | 0 | 0 | 0 | 0 | 0 | 0
894 | 0 | 0 | 0 | 0 | 0 | 0 | 0 | 0 | 1 | 0
895 | 0 | 0 | 0 | 0 | 0 | 0 | 0 | 0 | 0 | 0
896 | 0 | 0 | 0 | 0 | 0 | 0 | 0 | 0 | 0 | 0
897 | 0 | 0 | 0 | 0 | 0 | 0 | 0 | 0 | 0 | 0
898 | 0 | 0 | 0 | 0 | 0 | 0 | 0 | 0 | 0 | 0
899 | 0 | 0 | 0 | 0 | 0 | 0 | 0 | 0 | 0 | 0
900 | 0 | 0 | 0 | 0 | 0 | 0 | 0 | 0 | 0 | 0
901 | 0 | 0 | 0 | 0 | 0 | 0 | 0 | 0 | 0 | 0
902 | 0 | 0 | 0 | 0 | 0 | 0 | 0 | 0 | 0 | 0
903 | 0 | 0 | 0 | 0 | 0 | 0 | 0 | 0 | 0 | 0
904 | 0 | 0 | 0 | 0 | 0 | 0 | 0 | 0 | 0 | 0
905 | 0 | 0 | 0 | 0 | 0 | 0 | 0 | 0 | 1 | 0
906 | 0 | 0 | 0 | 0 | 0 | 0 | 0 | 0 | 0 | 0
907 | 0 | 0 | 0 | 0 | 0 | 0 | 0 | 0 | 0 | 0
908 | 0 | 0 | 0 | 0 | 0 | 0 | 0 | 0 | 0 | 0
909 | 0 | 0 | 0 | 0 | 0 | 0 | 0 | 0 | 0 | 0
910 | 0 | 0 | 0 | 0 | 0 | 0 | 0 | 0 | 0 | 0
911 | 0 | 0 | 0 | 0 | 0 | 0 | 0 | 0 | 0 | 0
912 | 0 | 0 | 0 | 0 | 0 | 0 | 0 | 0 | 0 | 0
913 | 0 | 0 | 0 | 0 | 0 | 0 | 0 | 0 | 0 | 0
914 | 0 | 0 | 0 | 0 | 0 | 0 | 0 | 0 | 0 | 0
915 | 0 | 0 | 0 | 0 | 0 | 0 | 0 | 0 | 0 | 0
916 | 0 | 0 | 0 | 0 | 0 | 0 | 0 | 0 | 0 | 0
917 | 0 | 0 | 0 | 0 | 0 | 0 | 0 | 0 | 0 | 0
918 | 0 | 0 | 0 | 0 | 0 | 0 | 0 | 0 | 0 | 0
919 | 0 | 0 | 2 | 0 | 0 | 0 | 0 | 0 | 0 | 0
920 | 0 | 0 | 0 | 0 | 0 | 0 | 0 | 0 | 0 | 0
921 | 0 | 0 | 0 | 0 | 0 | 0 | 0 | 0 | 0 | 0
922 | 0 | 0 | 0 | 0 | 0 | 0 | 0 | 0 | 0 | 0
923 | 0 | 0 | 0 | 0 | 0 | 0 | 0 | 0 | 0 | 0
924 | 0 | 0 | 0 | 3 | 0 | 0 | 0 | 0 | 0 | 0
925 | 0 | 0 | 3 | 2 | 0 | 0 | 0 | 0 | 0 | 0
926 | 0 | 0 | 0 | 0 | 0 | 0 | 0 | 0 | 0 | 0
927 | 0 | 0 | 0 | 0 | 0 | 0 | 0 | 0 | 0 | 0
928 | 0 | 0 | 0 | 0 | 0 | 0 | 0 | 0 | 0 | 0
929 | 0 | 0 | 0 | 0 | 0 | 0 | 0 | 0 | 0 | 1
930 | 0 | 0 | 0 | 0 | 0 | 0 | 0 | 0 | 3 | 0
931 | 0 | 0 | 0 | 0 | 0 | 0 | 0 | 0 | 3 | 0
932 | 0 | 0 | 0 | 0 | 0 | 0 | 0 | 0 | 3 | 0
933 | 0 | 0 | 0 | 2 | 0 | 0 | 0 | 1 | 4 | 0
934 | 0 | 0 | 2 | 0 | 0 | 0 | 0 | 0 | 0 | 0
935 | 0 | 0 | 0 | 0 | 0 | 0 | 0 | 0 | 0 | 0
936 | 0 | 0 | 0 | 0 | 0 | 0 | 0 | 0 | 0 | 0
937 | 0 | 0 | 0 | 0 | 0 | 0 | 0 | 0 | 0 | 0
938 | 0 | 0 | 0 | 0 | 0 | 0 | 0 | 0 | 0 | 0
939 | 0 | 0 | 0 | 0 | 0 | 0 | 0 | 0 | 0 | 0
940 | 0 | 0 | 0 | 0 | 0 | 0 | 0 | 0 | 0 | 0
941 | 0 | 0 | 0 | 0 | 0 | 0 | 0 | 0 | 1 | 0
942 | 0 | 0 | 0 | 0 | 0 | 0 | 0 | 0 | 0 | 0
943 | 0 | 0 | 0 | 0 | 0 | 0 | 0 | 0 | 0 | 0
944 | 0 | 0 | 0 | 0 | 0 | 0 | 0 | 0 | 0 | 0
945 | 0 | 0 | 0 | 0 | 0 | 0 | 0 | 0 | 0 | 0
946 | 0 | 0 | 0 | 0 | 0 | 0 | 0 | 0 | 0 | 0
947 | 0 | 0 | 0 | 2 | 0 | 0 | 0 | 0 | 0 | 0
948 | 0 | 0 | 0 | 0 | 0 | 0 | 0 | 0 | 0 | 0
949 | 0 | 0 | 0 | 0 | 0 | 0 | 0 | 0 | 0 | 0
950 | 0 | 0 | 0 | 0 | 0 | 0 | 0 | 0 | 0 | 1
951 | 0 | 0 | 0 | 0 | 0 | 0 | 0 | 1 | 0 | 0
952 | 0 | 0 | 0 | 0 | 0 | 0 | 0 | 0 | 0 | 0
953 | 0 | 0 | 0 | 0 | 0 | 0 | 0 | 0 | 1 | 0
954 | 0 | 0 | 0 | 0 | 0 | 0 | 0 | 0 | 0 | 0
955 | 0 | 0 | 0 | 0 | 0 | 0 | 0 | 0 | 0 | 0
956 | 0 | 0 | 0 | 0 | 0 | 0 | 0 | 0 | 0 | 0
957 | 0 | 0 | 0 | 0 | 0 | 0 | 0 | 0 | 0 | 0
958 | 0 | 0 | 0 | 0 | 0 | 0 | 0 | 0 | 0 | 0
959 | 0 | 0 | 0 | 0 | 0 | 0 | 0 | 0 | 0 | 0
960 | 0 | 0 | 0 | 0 | 0 | 0 | 0 | 0 | 0 | 0
961 | 0 | 0 | 0 | 0 | 0 | 0 | 0 | 0 | 0 | 0
962 | 0 | 0 | 0 | 0 | 0 | 0 | 0 | 0 | 0 | 0
963 | 0 | 0 | 0 | 0 | 0 | 0 | 0 | 0 | 0 | 0
964 | 0 | 0 | 0 | 0 | 0 | 0 | 0 | 0 | 0 | 0
965 | 0 | 0 | 0 | 0 | 0 | 0 | 0 | 0 | 0 | 0
966 | 0 | 0 | 0 | 0 | 0 | 0 | 0 | 0 | 0 | 0
967 | 0 | 0 | 0 | 0 | 0 | 0 | 0 | 0 | 0 | 0
968 | 0 | 0 | 0 | 0 | 0 | 0 | 0 | 0 | 0 | 0
969 | 0 | 0 | 0 | 0 | 0 | 0 | 0 | 0 | 0 | 0
970 | 0 | 0 | 0 | 0 | 0 | 0 | 0 | 0 | 0 | 0
971 | 0 | 0 | 0 | 0 | 0 | 0 | 0 | 1 | 1 | 0
972 | 0 | 0 | 0 | 0 | 0 | 0 | 0 | 0 | 0 | 0
973 | 0 | 0 | 0 | 0 | 0 | 0 | 0 | 0 | 0 | 0
974 | 0 | 0 | 0 | 0 | 0 | 0 | 0 | 0 | 0 | 0
975 | 0 | 0 | 0 | 0 | 0 | 0 | 0 | 1 | 0 | 0
976 | 0 | 0 | 0 | 0 | 0 | 0 | 0 | 1 | 0 | 0
977 | 0 | 0 | 0 | 0 | 0 | 0 | 0 | 0 | 0 | 0
978 | 0 | 0 | 0 | 0 | 0 | 0 | 0 | 0 | 0 | 0
979 | 0 | 0 | 0 | 0 | 0 | 0 | 0 | 0 | 0 | 0
980 | 0 | 0 | 0 | 0 | 0 | 0 | 0 | 0 | 0 | 0
981 | 0 | 0 | 0 | 0 | 0 | 0 | 0 | 0 | 0 | 0
982 | 0 | 0 | 0 | 0 | 0 | 0 | 0 | 0 | 0 | 0
983 | 0 | 0 | 0 | 0 | 0 | 0 | 0 | 0 | 0 | 0
984 | 0 | 0 | 0 | 0 | 0 | 0 | 0 | 0 | 0 | 0
985 | 0 | 0 | 0 | 0 | 0 | 0 | 0 | 1 | 0 | 0
986 | 0 | 0 | 0 | 0 | 0 | 0 | 0 | 0 | 0 | 0
987 | 0 | 0 | 0 | 0 | 0 | 0 | 0 | 0 | 0 | 0
988 | 0 | 0 | 0 | 0 | 0 | 0 | 0 | 0 | 0 | 0
989 | 0 | 0 | 0 | 0 | 0 | 0 | 0 | 0 | 0 | 0
990 | 0 | 0 | 0 | 0 | 0 | 0 | 0 | 0 | 0 | 0
991 | 0 | 0 | 0 | 0 | 0 | 0 | 3 | 0 | 0 | 0
992 | 0 | 0 | 0 | 0 | 0 | 0 | 2 | 0 | 0 | 0
993 | 0 | 0 | 0 | 0 | 0 | 0 | 0 | 0 | 0 | 0
994 | 0 | 0 | 0 | 0 | 0 | 0 | 0 | 0 | 0 | 0
995 | 0 | 0 | 0 | 0 | 0 | 0 | 0 | 0 | 0 | 0
996 | 0 | 0 | 0 | 0 | 0 | 0 | 0 | 0 | 0 | 0
997 | 0 | 0 | 0 | 0 | 0 | 0 | 0 | 0 | 0 | 0
998 | 0 | 0 | 0 | 0 | 0 | 0 | 0 | 0 | 0 | 0
999 | 0 | 0 | 0 | 0 | 0 | 0 | 0 | 0 | 0 | 0
1000 | 0 | 0 | 0 | 0 | 0 | 0 | 0 | 0 | 0 | 0
1001 | 0 | 0 | 0 | 0 | 0 | 0 | 0 | 0 | 0 | 0
1002 | 0 | 0 | 0 | 0 | 0 | 0 | 0 | 0 | 0 | 0
1003 | 0 | 0 | 0 | 0 | 0 | 0 | 0 | 0 | 0 | 0
1004 | 0 | 0 | 0 | 0 | 0 | 0 | 0 | 0 | 0 | 0
1005 | 0 | 0 | 0 | 0 | 0 | 0 | 0 | 0 | 0 | 0
1006 | 0 | 0 | 0 | 0 | 0 | 0 | 2 | 0 | 0 | 0
1007 | 0 | 0 | 0 | 0 | 0 | 0 | 0 | 0 | 0 | 0
1008 | 0 | 0 | 0 | 0 | 0 | 0 | 0 | 4 | 0 | 0
1009 | 0 | 0 | 0 | 0 | 0 | 0 | 0 | 0 | 0 | 0
1010 | 0 | 0 | 0 | 0 | 0 | 0 | 0 | 0 | 0 | 0
1011 | 0 | 0 | 0 | 0 | 0 | 0 | 0 | 0 | 0 | 0
1012 | 0 | 0 | 0 | 0 | 0 | 0 | 0 | 0 | 0 | 0
1013 | 0 | 0 | 0 | 0 | 0 | 0 | 0 | 0 | 0 | 0
1014 | 0 | 0 | 0 | 0 | 0 | 0 | 0 | 0 | 0 | 0
1015 | 0 | 0 | 0 | 0 | 0 | 0 | 0 | 0 | 0 | 0
1016 | 0 | 0 | 0 | 0 | 0 | 0 | 0 | 0 | 0 | 0
1017 | 0 | 0 | 0 | 0 | 0 | 0 | 0 | 0 | 0 | 0
1018 | 0 | 0 | 0 | 0 | 0 | 0 | 0 | 0 | 0 | 0
1019 | 0 | 0 | 0 | 0 | 0 | 0 | 0 | 0 | 0 | 0
1020 | 0 | 0 | 0 | 0 | 0 | 0 | 0 | 0 | 0 | 0
1021 | 0 | 0 | 0 | 0 | 0 | 0 | 0 | 0 | 0 | 0
1022 | 0 | 0 | 0 | 0 | 0 | 0 | 0 | 0 | 0 | 0
1023 | 0 | 0 | 0 | 0 | 0 | 0 | 0 | 0 | 0 | 0
1024 | 0 | 0 | 0 | 0 | 0 | 0 | 0 | 0 | 0 | 0
1025 | 0 | 0 | 0 | 0 | 0 | 0 | 0 | 0 | 0 | 0
1026 | 0 | 0 | 0 | 0 | 0 | 0 | 0 | 0 | 0 | 0
1027 | 0 | 0 | 0 | 0 | 0 | 0 | 0 | 0 | 0 | 0
1028 | 0 | 0 | 0 | 0 | 0 | 0 | 0 | 0 | 0 | 0
1029 | 0 | 0 | 0 | 0 | 0 | 0 | 0 | 1 | 0 | 0
1030 | 0 | 0 | 0 | 0 | 0 | 0 | 0 | 0 | 0 | 0
1031 | 0 | 0 | 0 | 0 | 0 | 0 | 0 | 0 | 0 | 0
1032 | 0 | 0 | 0 | 0 | 0 | 0 | 0 | 0 | 0 | 0
1033 | 0 | 0 | 0 | 0 | 0 | 0 | 0 | 0 | 0 | 0
1034 | 0 | 0 | 0 | 0 | 0 | 0 | 0 | 0 | 0 | 0
1035 | 0 | 0 | 0 | 0 | 0 | 0 | 0 | 0 | 1 | 0
1036 | 0 | 0 | 0 | 0 | 0 | 0 | 0 | 0 | 0 | 0
1037 | 0 | 0 | 0 | 0 | 0 | 0 | 0 | 0 | 0 | 0
1038 | 0 | 0 | 0 | 0 | 0 | 0 | 0 | 0 | 0 | 0
1039 | 0 | 0 | 0 | 0 | 0 | 0 | 0 | 0 | 0 | 0
1040 | 0 | 0 | 0 | 0 | 0 | 0 | 0 | 0 | 0 | 0
1041 | 0 | 0 | 0 | 0 | 0 | 0 | 0 | 3 | 0 | 0
1042 | 0 | 0 | 0 | 0 | 0 | 0 | 0 | 3 | 0 | 0
1043 | 0 | 0 | 0 | 0 | 0 | 0 | 0 | 3 | 0 | 0
1044 | 0 | 0 | 0 | 0 | 0 | 0 | 0 | 3 | 0 | 0
1045 | 0 | 0 | 0 | 0 | 0 | 0 | 0 | 3 | 0 | 0
1046 | 0 | 0 | 0 | 0 | 0 | 0 | 0 | 3 | 0 | 0
1047 | 0 | 0 | 0 | 0 | 0 | 0 | 0 | 3 | 0 | 0
1048 | 0 | 0 | 0 | 0 | 0 | 0 | 0 | 3 | 0 | 0
1049 | 0 | 0 | 0 | 0 | 0 | 0 | 2 | 0 | 0 | 0
1050 | 0 | 0 | 0 | 0 | 0 | 0 | 0 | 0 | 0 | 0
1051 | 0 | 0 | 0 | 0 | 0 | 0 | 0 | 0 | 0 | 0
1052 | 0 | 0 | 0 | 0 | 0 | 0 | 0 | 0 | 0 | 0
1053 | 0 | 0 | 0 | 0 | 0 | 0 | 0 | 0 | 0 | 0
1054 | 0 | 0 | 0 | 0 | 0 | 0 | 0 | 0 | 0 | 0
1055 | 0 | 0 | 0 | 0 | 0 | 0 | 0 | 0 | 0 | 0
1056 | 0 | 0 | 0 | 0 | 0 | 0 | 0 | 0 | 0 | 0
1057 | 0 | 0 | 0 | 0 | 0 | 0 | 0 | 0 | 0 | 0
1058 | 0 | 0 | 0 | 0 | 0 | 0 | 0 | 0 | 0 | 0
1059 | 0 | 0 | 0 | 0 | 0 | 0 | 0 | 0 | 0 | 0
1060 | 0 | 0 | 0 | 0 | 0 | 0 | 0 | 0 | 0 | 0
1061 | 0 | 0 | 0 | 0 | 0 | 0 | 0 | 0 | 0 | 0
1062 | 0 | 0 | 0 | 0 | 0 | 0 | 0 | 0 | 0 | 0
1063 | 0 | 0 | 0 | 0 | 0 | 0 | 0 | 0 | 0 | 0
1064 | 0 | 0 | 0 | 0 | 0 | 0 | 0 | 0 | 0 | 0
1065 | 0 | 0 | 0 | 0 | 2 | 0 | 0 | 0 | 0 | 0
1066 | 0 | 0 | 0 | 0 | 0 | 0 | 0 | 0 | 0 | 0
1067 | 0 | 0 | 0 | 0 | 0 | 0 | 0 | 0 | 0 | 0
1068 | 0 | 0 | 0 | 0 | 0 | 0 | 0 | 0 | 0 | 0
1069 | 0 | 0 | 0 | 0 | 0 | 0 | 0 | 0 | 0 | 0
1070 | 0 | 0 | 0 | 0 | 0 | 0 | 0 | 0 | 0 | 0
1071 | 0 | 0 | 0 | 0 | 0 | 0 | 0 | 0 | 0 | 0
1072 | 0 | 0 | 0 | 0 | 0 | 0 | 0 | 0 | 0 | 0
1073 | 0 | 0 | 0 | 0 | 0 | 0 | 0 | 0 | 0 | 0
1074 | 0 | 0 | 0 | 0 | 0 | 0 | 0 | 0 | 0 | 0
1075 | 0 | 0 | 0 | 0 | 0 | 0 | 2 | 0 | 0 | 0
1076 | 0 | 0 | 0 | 0 | 2 | 0 | 0 | 0 | 0 | 0
1077 | 0 | 0 | 0 | 0 | 0 | 0 | 0 | 0 | 0 | 0
1078 | 0 | 0 | 0 | 0 | 0 | 0 | 0 | 0 | 0 | 0
1079 | 0 | 0 | 0 | 0 | 0 | 0 | 0 | 0 | 0 | 0
1080 | 0 | 0 | 0 | 0 | 0 | 0 | 0 | 0 | 0 | 0
1081 | 0 | 0 | 0 | 0 | 0 | 0 | 0 | 1 | 0 | 0
1082 | 0 | 0 | 0 | 0 | 0 | 0 | 0 | 0 | 0 | 0
1083 | 0 | 0 | 0 | 0 | 0 | 0 | 0 | 0 | 0 | 0
1084 | 0 | 0 | 0 | 0 | 0 | 0 | 0 | 0 | 0 | 0
1085 | 0 | 0 | 0 | 0 | 0 | 0 | 0 | 0 | 0 | 0
1086 | 0 | 0 | 0 | 0 | 0 | 0 | 0 | 0 | 0 | 0
1087 | 0 | 0 | 0 | 0 | 0 | 0 | 0 | 0 | 0 | 0
1088 | 0 | 0 | 0 | 0 | 0 | 0 | 0 | 0 | 0 | 0
1089 | 0 | 0 | 0 | 0 | 0 | 0 | 0 | 0 | 0 | 0
1090 | 0 | 0 | 0 | 0 | 0 | 0 | 0 | 0 | 0 | 0
1091 | 0 | 2 | 0 | 0 | 3 | 0 | 0 | 0 | 0 | 0
1092 | 0 | 0 | 0 | 0 | 2 | 0 | 0 | 0 | 0 | 0
1093 | 0 | 0 | 0 | 0 | 0 | 0 | 0 | 0 | 0 | 0
1094 | 0 | 0 | 0 | 0 | 0 | 0 | 0 | 0 | 0 | 0
1095 | 0 | 0 | 0 | 0 | 0 | 0 | 0 | 0 | 0 | 0
1096 | 0 | 0 | 0 | 0 | 0 | 0 | 0 | 0 | 0 | 0
1097 | 0 | 0 | 0 | 0 | 0 | 0 | 0 | 0 | 0 | 0
1098 | 0 | 0 | 0 | 0 | 0 | 0 | 2 | 0 | 0 | 0
1099 | 0 | 0 | 0 | 0 | 0 | 0 | 0 | 0 | 0 | 0
1100 | 0 | 0 | 0 | 0 | 2 | 0 | 0 | 0 | 0 | 0
1101 | 0 | 0 | 0 | 0 | 0 | 0 | 0 | 0 | 0 | 0
1102 | 0 | 0 | 0 | 0 | 0 | 0 | 0 | 0 | 0 | 0
1103 | 0 | 0 | 0 | 0 | 0 | 0 | 0 | 0 | 0 | 0
1104 | 0 | 0 | 0 | 0 | 0 | 0 | 0 | 0 | 0 | 0
1105 | 0 | 0 | 0 | 0 | 0 | 0 | 0 | 0 | 0 | 0
1106 | 0 | 0 | 0 | 0 | 0 | 0 | 0 | 0 | 0 | 0
1107 | 0 | 0 | 0 | 0 | 0 | 0 | 0 | 0 | 0 | 0
1108 | 0 | 0 | 0 | 0 | 0 | 0 | 0 | 0 | 0 | 0
1109 | 0 | 0 | 0 | 0 | 0 | 0 | 0 | 0 | 0 | 0
1110 | 0 | 0 | 0 | 0 | 0 | 0 | 0 | 0 | 0 | 0
1111 | 0 | 0 | 0 | 0 | 0 | 0 | 0 | 0 | 0 | 0
1112 | 0 | 3 | 0 | 0 | 0 | 0 | 0 | 0 | 0 | 0
1113 | 0 | 2 | 0 | 0 | 0 | 0 | 0 | 0 | 0 | 0
1114 | 0 | 0 | 0 | 0 | 0 | 0 | 0 | 0 | 0 | 0
1115 | 0 | 0 | 0 | 0 | 0 | 0 | 0 | 0 | 0 | 0
1116 | 0 | 0 | 0 | 0 | 0 | 0 | 0 | 0 | 0 | 0
1117 | 0 | 0 | 0 | 2 | 0 | 0 | 0 | 0 | 0 | 0
1118 | 0 | 0 | 0 | 0 | 0 | 0 | 0 | 0 | 0 | 0
1119 | 0 | 0 | 0 | 0 | 0 | 0 | 0 | 0 | 0 | 0
1120 | 0 | 0 | 0 | 0 | 0 | 0 | 0 | 0 | 0 | 0
1121 | 0 | 0 | 0 | 0 | 0 | 0 | 0 | 0 | 0 | 0
1122 | 0 | 0 | 0 | 0 | 0 | 0 | 0 | 0 | 0 | 0
1123 | 0 | 0 | 0 | 0 | 0 | 0 | 0 | 0 | 0 | 0
1124 | 0 | 0 | 0 | 0 | 0 | 0 | 0 | 0 | 0 | 0
1125 | 0 | 0 | 0 | 0 | 0 | 0 | 0 | 0 | 0 | 0
1126 | 0 | 0 | 0 | 0 | 0 | 0 | 0 | 0 | 0 | 0
1127 | 0 | 0 | 0 | 3 | 0 | 0 | 0 | 0 | 0 | 0
1128 | 0 | 0 | 0 | 3 | 0 | 0 | 0 | 0 | 0 | 0
1129 | 0 | 0 | 0 | 0 | 0 | 0 | 0 | 0 | 0 | 2
1130 | 0 | 0 | 0 | 0 | 0 | 0 | 0 | 0 | 0 | 0
1131 | 0 | 0 | 0 | 0 | 0 | 0 | 0 | 0 | 0 | 0
1132 | 0 | 0 | 0 | 0 | 0 | 0 | 0 | 0 | 0 | 0
1133 | 0 | 0 | 0 | 0 | 0 | 0 | 0 | 0 | 0 | 0
1134 | 0 | 0 | 0 | 0 | 0 | 0 | 0 | 0 | 0 | 0
1135 | 0 | 0 | 0 | 0 | 0 | 0 | 0 | 0 | 0 | 0
1136 | 0 | 0 | 0 | 0 | 0 | 0 | 0 | 0 | 0 | 0
1137 | 0 | 0 | 0 | 2 | 0 | 0 | 0 | 0 | 0 | 3
1138 | 0 | 0 | 0 | 0 | 0 | 0 | 0 | 0 | 0 | 3
1139 | 0 | 0 | 0 | 0 | 0 | 0 | 0 | 0 | 0 | 0
1140 | 0 | 0 | 0 | 0 | 0 | 0 | 0 | 0 | 0 | 0
1141 | 0 | 0 | 2 | 0 | 0 | 0 | 0 | 0 | 0 | 0
1142 | 0 | 0 | 0 | 0 | 0 | 0 | 0 | 0 | 0 | 0
1143 | 0 | 0 | 2 | 0 | 0 | 0 | 0 | 0 | 0 | 0
1144 | 0 | 0 | 0 | 0 | 0 | 0 | 0 | 0 | 0 | 0
1145 | 0 | 0 | 0 | 0 | 0 | 0 | 0 | 0 | 0 | 0
1146 | 0 | 0 | 0 | 0 | 0 | 0 | 0 | 0 | 0 | 0
1147 | 0 | 0 | 0 | 0 | 0 | 0 | 0 | 0 | 0 | 0
1148 | 0 | 0 | 0 | 0 | 0 | 0 | 0 | 0 | 0 | 3
1149 | 0 | 0 | 0 | 0 | 0 | 0 | 0 | 0 | 0 | 3
1150 | 0 | 0 | 0 | 0 | 0 | 0 | 0 | 0 | 0 | 4
1151 | 0 | 0 | 3 | 0 | 0 | 0 | 0 | 0 | 0 | 0
1152 | 0 | 0 | 4 | 0 | 0 | 0 | 0 | 0 | 0 | 0
1153 | 0 | 0 | 0 | 0 | 3 | 0 | 0 | 0 | 0 | 0
1154 | 0 | 0 | 0 | 0 | 3 | 0 | 0 | 0 | 0 | 0
1155 | 0 | 0 | 0 | 0 | 4 | 0 | 0 | 0 | 0 | 0
1156 | 0 | 0 | 0 | 0 | 0 | 0 | 0 | 0 | 0 | 0
1157 | 0 | 0 | 0 | 0 | 0 | 0 | 0 | 0 | 0 | 0
1158 | 0 | 0 | 0 | 2 | 0 | 0 | 0 | 0 | 0 | 0
1159 | 0 | 0 | 0 | 0 | 0 | 0 | 0 | 0 | 0 | 0
1160 | 0 | 0 | 0 | 0 | 0 | 0 | 0 | 0 | 0 | 0
1161 | 0 | 0 | 0 | 0 | 0 | 0 | 0 | 0 | 0 | 0
1162 | 0 | 0 | 2 | 0 | 0 | 0 | 0 | 0 | 0 | 0
1163 | 0 | 0 | 0 | 0 | 0 | 0 | 0 | 0 | 0 | 0
1164 | 0 | 0 | 0 | 0 | 0 | 0 | 0 | 0 | 0 | 0
1165 | 0 | 0 | 0 | 0 | 0 | 0 | 0 | 0 | 0 | 0
1166 | 0 | 0 | 0 | 0 | 0 | 0 | 0 | 0 | 0 | 0
1167 | 0 | 0 | 0 | 0 | 0 | 0 | 0 | 0 | 0 | 0
1168 | 0 | 0 | 0 | 0 | 0 | 0 | 0 | 0 | 0 | 0
1169 | 0 | 0 | 0 | 0 | 0 | 0 | 0 | 0 | 0 | 0
1170 | 0 | 0 | 0 | 0 | 0 | 0 | 0 | 0 | 0 | 0
1171 | 0 | 0 | 0 | 0 | 0 | 0 | 0 | 0 | 0 | 0
1172 | 0 | 0 | 0 | 0 | 0 | 0 | 0 | 0 | 0 | 2
1173 | 0 | 0 | 0 | 0 | 0 | 0 | 0 | 0 | 0 | 0
1174 | 0 | 0 | 0 | 0 | 0 | 0 | 0 | 0 | 0 | 0
1175 | 0 | 0 | 0 | 0 | 0 | 0 | 0 | 0 | 0 | 0
1176 | 0 | 0 | 0 | 0 | 0 | 0 | 0 | 0 | 0 | 0
1177 | 0 | 0 | 0 | 0 | 0 | 0 | 0 | 0 | 0 | 0
1178 | 0 | 0 | 0 | 0 | 0 | 0 | 0 | 0 | 0 | 0
1179 | 0 | 0 | 0 | 0 | 0 | 0 | 0 | 0 | 0 | 0
1180 | 0 | 0 | 0 | 0 | 0 | 0 | 0 | 0 | 0 | 0
1181 | 0 | 0 | 0 | 0 | 0 | 0 | 0 | 0 | 0 | 0
1182 | 0 | 0 | 0 | 0 | 0 | 0 | 0 | 0 | 0 | 0
1183 | 0 | 0 | 0 | 0 | 0 | 0 | 0 | 0 | 0 | 0
1184 | 0 | 0 | 0 | 0 | 0 | 0 | 0 | 0 | 0 | 0
1185 | 0 | 0 | 0 | 0 | 0 | 0 | 0 | 0 | 0 | 0
1186 | 0 | 0 | 0 | 0 | 0 | 0 | 0 | 0 | 0 | 0
1187 | 0 | 0 | 0 | 0 | 0 | 0 | 0 | 0 | 0 | 0
1188 | 0 | 0 | 0 | 0 | 0 | 0 | 0 | 0 | 0 | 0
1189 | 0 | 0 | 0 | 0 | 0 | 0 | 0 | 0 | 0 | 0
1190 | 0 | 0 | 0 | 0 | 0 | 0 | 0 | 0 | 0 | 0
1191 | 0 | 0 | 0 | 0 | 0 | 0 | 0 | 0 | 0 | 0
1192 | 0 | 0 | 0 | 0 | 0 | 0 | 0 | 0 | 0 | 0
1193 | 0 | 0 | 0 | 0 | 0 | 0 | 0 | 0 | 0 | 0
1194 | 0 | 0 | 0 | 0 | 0 | 0 | 0 | 0 | 0 | 0
1195 | 0 | 0 | 0 | 0 | 0 | 0 | 0 | 0 | 0 | 0
1196 | 0 | 0 | 0 | 0 | 0 | 0 | 0 | 0 | 0 | 0
1197 | 0 | 0 | 0 | 0 | 0 | 0 | 0 | 0 | 0 | 2
1198 | 0 | 0 | 0 | 0 | 0 | 0 | 0 | 0 | 0 | 0
1199 | 3 | 0 | 0 | 0 | 0 | 0 | 0 | 0 | 0 | 0
1200 | 0 | 0 | 0 | 0 | 0 | 0 | 0 | 0 | 0 | 0
1201 | 0 | 0 | 0 | 0 | 0 | 0 | 0 | 0 | 0 | 0
1202 | 2 | 0 | 0 | 0 | 0 | 0 | 0 | 0 | 0 | 0
1203 | 0 | 0 | 0 | 0 | 0 | 0 | 0 | 0 | 0 | 0
1204 | 0 | 0 | 0 | 0 | 0 | 0 | 0 | 0 | 0 | 0
1205 | 0 | 0 | 0 | 0 | 0 | 0 | 0 | 0 | 0 | 0
1206 | 0 | 0 | 0 | 0 | 0 | 0 | 0 | 0 | 0 | 0
1207 | 0 | 0 | 0 | 0 | 0 | 0 | 0 | 0 | 0 | 0
1208 | 0 | 0 | 0 | 0 | 0 | 0 | 0 | 0 | 0 | 0
1209 | 0 | 0 | 0 | 0 | 0 | 0 | 0 | 0 | 0 | 0
1210 | 0 | 0 | 0 | 0 | 0 | 0 | 0 | 0 | 0 | 0
1211 | 0 | 0 | 0 | 0 | 0 | 0 | 0 | 0 | 0 | 0
1212 | 0 | 0 | 0 | 0 | 0 | 0 | 0 | 0 | 0 | 0
1213 | 0 | 0 | 0 | 0 | 0 | 0 | 0 | 0 | 0 | 0
1214 | 0 | 0 | 0 | 0 | 0 | 0 | 0 | 0 | 0 | 0
1215 | 0 | 0 | 0 | 0 | 0 | 0 | 0 | 0 | 0 | 0
1216 | 0 | 0 | 0 | 0 | 0 | 0 | 0 | 0 | 0 | 0
1217 | 0 | 0 | 0 | 0 | 0 | 0 | 0 | 0 | 0 | 0
1218 | 0 | 0 | 0 | 0 | 0 | 0 | 0 | 0 | 0 | 0
1219 | 0 | 0 | 0 | 0 | 0 | 0 | 0 | 0 | 0 | 0
1220 | 0 | 0 | 0 | 0 | 0 | 0 | 0 | 0 | 0 | 0
1221 | 0 | 0 | 0 | 0 | 0 | 0 | 0 | 0 | 0 | 0
1222 | 0 | 0 | 0 | 0 | 0 | 0 | 0 | 0 | 0 | 0
1223 | 0 | 0 | 0 | 0 | 0 | 0 | 0 | 0 | 0 | 0
1224 | 0 | 0 | 0 | 0 | 0 | 0 | 0 | 0 | 0 | 0
1225 | 0 | 0 | 0 | 0 | 0 | 0 | 0 | 0 | 0 | 0
1226 | 0 | 0 | 0 | 0 | 0 | 0 | 0 | 0 | 0 | 0
1227 | 0 | 0 | 0 | 0 | 0 | 0 | 0 | 0 | 0 | 0
1228 | 0 | 0 | 0 | 0 | 0 | 0 | 0 | 0 | 0 | 0
1229 | 0 | 0 | 0 | 0 | 0 | 0 | 0 | 0 | 0 | 0
1230 | 0 | 0 | 0 | 0 | 0 | 0 | 0 | 0 | 0 | 0
1231 | 0 | 0 | 0 | 0 | 0 | 0 | 0 | 0 | 0 | 0
1232 | 0 | 0 | 0 | 0 | 0 | 0 | 0 | 0 | 0 | 0
1233 | 0 | 0 | 0 | 0 | 0 | 0 | 0 | 0 | 0 | 0
1234 | 0 | 0 | 0 | 0 | 0 | 0 | 0 | 0 | 0 | 0
1235 | 0 | 0 | 0 | 0 | 0 | 0 | 0 | 0 | 0 | 0
1236 | 0 | 0 | 0 | 0 | 0 | 0 | 0 | 0 | 0 | 0
1237 | 0 | 0 | 0 | 0 | 0 | 0 | 0 | 0 | 0 | 0
1238 | 0 | 0 | 0 | 0 | 0 | 0 | 0 | 0 | 0 | 0
1239 | 0 | 0 | 0 | 0 | 0 | 0 | 0 | 0 | 0 | 0
1240 | 0 | 0 | 0 | 0 | 0 | 0 | 0 | 0 | 0 | 0
1241 | 0 | 0 | 0 | 0 | 0 | 0 | 0 | 0 | 0 | 0
1242 | 0 | 0 | 0 | 0 | 0 | 0 | 0 | 0 | 0 | 0
1243 | 0 | 0 | 0 | 0 | 0 | 0 | 0 | 0 | 0 | 0
1244 | 0 | 0 | 0 | 0 | 0 | 0 | 0 | 0 | 0 | 0
1245 | 0 | 0 | 0 | 0 | 0 | 0 | 0 | 0 | 0 | 0
1246 | 0 | 0 | 0 | 0 | 0 | 0 | 0 | 0 | 0 | 0
1247 | 0 | 0 | 0 | 0 | 0 | 0 | 0 | 0 | 0 | 0
1248 | 0 | 0 | 0 | 0 | 0 | 0 | 0 | 0 | 0 | 0
1249 | 0 | 0 | 0 | 0 | 0 | 0 | 0 | 0 | 0 | 0
1250 | 0 | 0 | 0 | 0 | 0 | 0 | 0 | 0 | 0 | 0
1251 | 0 | 0 | 0 | 0 | 0 | 0 | 0 | 0 | 0 | 0
1252 | 0 | 0 | 0 | 0 | 0 | 0 | 0 | 0 | 0 | 0
1253 | 0 | 0 | 0 | 0 | 0 | 0 | 0 | 0 | 0 | 0
1254 | 0 | 0 | 0 | 0 | 0 | 0 | 0 | 0 | 0 | 0
1255 | 0 | 0 | 0 | 0 | 0 | 0 | 0 | 0 | 0 | 0
1256 | 0 | 0 | 0 | 0 | 0 | 0 | 0 | 0 | 0 | 0
1257 | 0 | 0 | 0 | 0 | 0 | 0 | 0 | 0 | 0 | 0
1258 | 0 | 0 | 0 | 0 | 0 | 0 | 0 | 0 | 0 | 0
1259 | 0 | 0 | 0 | 0 | 0 | 0 | 0 | 0 | 0 | 0
1260 | 0 | 0 | 0 | 0 | 0 | 0 | 0 | 0 | 0 | 0
1261 | 0 | 0 | 0 | 0 | 0 | 0 | 0 | 0 | 0 | 0
1262 | 0 | 0 | 0 | 0 | 0 | 0 | 0 | 0 | 0 | 0
1263 | 0 | 0 | 0 | 0 | 0 | 0 | 0 | 0 | 0 | 0
1264 | 0 | 0 | 0 | 0 | 3 | 0 | 0 | 0 | 0 | 0
1265 | 0 | 0 | 0 | 0 | 3 | 0 | 0 | 0 | 0 | 0
1266 | 0 | 0 | 0 | 0 | 4 | 0 | 0 | 0 | 0 | 0
1267 | 0 | 0 | 0 | 0 | 0 | 0 | 0 | 0 | 0 | 0
1268 | 0 | 0 | 0 | 0 | 0 | 0 | 0 | 0 | 0 | 0
1269 | 0 | 0 | 0 | 0 | 0 | 0 | 0 | 0 | 0 | 0
1270 | 0 | 0 | 0 | 0 | 0 | 0 | 0 | 0 | 0 | 0
1271 | 0 | 0 | 0 | 0 | 0 | 0 | 0 | 0 | 0 | 0
1272 | 0 | 0 | 0 | 0 | 0 | 0 | 0 | 0 | 0 | 0
1273 | 0 | 0 | 0 | 0 | 0 | 0 | 0 | 0 | 0 | 0
1274 | 0 | 0 | 0 | 0 | 0 | 0 | 0 | 0 | 0 | 0
1275 | 0 | 0 | 0 | 0 | 0 | 0 | 0 | 0 | 0 | 0
1276 | 0 | 0 | 0 | 0 | 0 | 0 | 0 | 0 | 0 | 0
1277 | 0 | 0 | 0 | 0 | 0 | 0 | 0 | 0 | 0 | 0
1278 | 0 | 0 | 0 | 0 | 0 | 0 | 0 | 0 | 0 | 0
1279 | 0 | 0 | 0 | 0 | 0 | 0 | 0 | 0 | 0 | 0
1280 | 0 | 0 | 0 | 0 | 0 | 0 | 0 | 0 | 0 | 0
1281 | 0 | 0 | 0 | 0 | 0 | 0 | 0 | 0 | 0 | 0
1282 | 0 | 0 | 0 | 0 | 2 | 0 | 0 | 0 | 0 | 0
1283 | 0 | 0 | 0 | 0 | 0 | 0 | 0 | 0 | 0 | 0
1284 | 0 | 0 | 0 | 0 | 0 | 0 | 0 | 0 | 0 | 0
1285 | 0 | 0 | 0 | 0 | 0 | 0 | 0 | 0 | 0 | 0
1286 | 0 | 0 | 0 | 0 | 0 | 0 | 0 | 0 | 0 | 0
1287 | 0 | 0 | 0 | 0 | 0 | 0 | 0 | 0 | 0 | 0
1288 | 0 | 0 | 0 | 0 | 0 | 0 | 0 | 0 | 0 | 0
1289 | 0 | 0 | 0 | 0 | 0 | 0 | 0 | 0 | 0 | 0
1290 | 0 | 0 | 0 | 0 | 0 | 0 | 0 | 0 | 0 | 0
1291 | 0 | 0 | 0 | 0 | 0 | 0 | 0 | 0 | 0 | 0
1292 | 0 | 0 | 0 | 0 | 0 | 0 | 0 | 0 | 0 | 0
1293 | 0 | 0 | 0 | 0 | 0 | 0 | 0 | 0 | 0 | 0
1294 | 0 | 0 | 0 | 0 | 0 | 0 | 0 | 0 | 0 | 0
1295 | 0 | 0 | 0 | 0 | 0 | 0 | 0 | 0 | 0 | 0
1296 | 0 | 0 | 0 | 0 | 0 | 0 | 0 | 0 | 0 | 0
1297 | 0 | 0 | 0 | 0 | 0 | 0 | 0 | 0 | 0 | 0
1298 | 0 | 0 | 0 | 0 | 0 | 0 | 0 | 0 | 0 | 0
1299 | 0 | 0 | 0 | 0 | 0 | 0 | 0 | 0 | 0 | 0
1300 | 0 | 0 | 0 | 0 | 0 | 0 | 0 | 0 | 0 | 0
1301 | 0 | 0 | 0 | 0 | 0 | 0 | 0 | 0 | 0 | 0
1302 | 0 | 0 | 0 | 0 | 0 | 0 | 0 | 0 | 0 | 0
1303 | 0 | 0 | 0 | 0 | 0 | 0 | 0 | 0 | 0 | 0
1304 | 0 | 0 | 0 | 0 | 0 | 0 | 0 | 0 | 0 | 0
1305 | 0 | 0 | 0 | 0 | 0 | 0 | 0 | 0 | 0 | 0
1306 | 0 | 3 | 0 | 0 | 0 | 0 | 0 | 0 | 0 | 0
1307 | 0 | 0 | 0 | 0 | 0 | 0 | 0 | 0 | 0 | 0
1308 | 0 | 0 | 0 | 0 | 0 | 0 | 0 | 0 | 0 | 0
1309 | 0 | 1 | 0 | 0 | 2 | 0 | 0 | 0 | 0 | 0
1310 | 0 | 0 | 0 | 1 | 0 | 0 | 0 | 0 | 0 | 0
1311 | 0 | 0 | 0 | 0 | 0 | 0 | 0 | 0 | 0 | 0
1312 | 0 | 0 | 0 | 0 | 0 | 0 | 0 | 0 | 0 | 0
1313 | 0 | 0 | 0 | 0 | 0 | 0 | 0 | 0 | 0 | 0
1314 | 0 | 0 | 0 | 0 | 0 | 0 | 0 | 0 | 0 | 0
1315 | 0 | 0 | 0 | 0 | 0 | 0 | 0 | 0 | 0 | 0
1316 | 0 | 0 | 0 | 0 | 0 | 0 | 0 | 0 | 0 | 0
1317 | 0 | 0 | 0 | 0 | 0 | 0 | 0 | 0 | 0 | 0
1318 | 0 | 0 | 0 | 3 | 0 | 0 | 0 | 0 | 0 | 0
1319 | 0 | 0 | 0 | 0 | 0 | 0 | 0 | 0 | 0 | 0
1320 | 0 | 0 | 0 | 0 | 0 | 0 | 0 | 0 | 0 | 0
1321 | 0 | 0 | 0 | 0 | 0 | 0 | 0 | 0 | 0 | 0
1322 | 0 | 0 | 0 | 0 | 0 | 0 | 0 | 0 | 0 | 0
1323 | 0 | 0 | 0 | 0 | 0 | 0 | 0 | 0 | 0 | 0
1324 | 0 | 0 | 0 | 0 | 0 | 0 | 0 | 0 | 0 | 0
1325 | 0 | 0 | 0 | 0 | 0 | 0 | 0 | 0 | 0 | 0
1326 | 0 | 0 | 0 | 0 | 0 | 0 | 0 | 0 | 0 | 0
1327 | 0 | 0 | 0 | 0 | 0 | 0 | 0 | 0 | 0 | 0
1328 | 0 | 0 | 0 | 0 | 0 | 0 | 0 | 0 | 0 | 0
1329 | 0 | 0 | 0 | 0 | 0 | 0 | 0 | 0 | 0 | 0
1330 | 0 | 0 | 0 | 0 | 0 | 0 | 0 | 0 | 0 | 0
1331 | 0 | 0 | 0 | 0 | 0 | 0 | 0 | 0 | 0 | 0
1332 | 0 | 0 | 0 | 0 | 0 | 0 | 0 | 0 | 0 | 0
1333 | 0 | 0 | 4 | 0 | 0 | 0 | 0 | 0 | 0 | 0
1334 | 0 | 0 | 0 | 0 | 0 | 0 | 0 | 0 | 0 | 0
1335 | 0 | 0 | 0 | 0 | 0 | 0 | 0 | 0 | 0 | 0
1336 | 0 | 0 | 0 | 0 | 0 | 0 | 0 | 0 | 0 | 0
1337 | 0 | 0 | 0 | 0 | 0 | 0 | 0 | 0 | 0 | 0
1338 | 0 | 0 | 0 | 0 | 0 | 0 | 0 | 0 | 0 | 0
1339 | 0 | 0 | 0 | 0 | 0 | 0 | 0 | 0 | 0 | 0
1340 | 0 | 0 | 0 | 0 | 0 | 0 | 0 | 0 | 0 | 0
1341 | 0 | 0 | 0 | 0 | 0 | 0 | 0 | 0 | 0 | 0
1342 | 0 | 0 | 0 | 0 | 0 | 0 | 0 | 0 | 0 | 0
1343 | 0 | 0 | 2 | 0 | 0 | 0 | 0 | 0 | 0 | 0
1344 | 0 | 0 | 0 | 0 | 0 | 0 | 0 | 0 | 0 | 0
1345 | 0 | 0 | 0 | 0 | 0 | 0 | 0 | 0 | 0 | 0
1346 | 0 | 0 | 0 | 0 | 0 | 0 | 0 | 0 | 0 | 0
1347 | 0 | 0 | 0 | 0 | 0 | 0 | 0 | 0 | 0 | 0
1348 | 0 | 0 | 0 | 0 | 0 | 0 | 0 | 0 | 0 | 0
1349 | 0 | 0 | 0 | 0 | 0 | 0 | 0 | 0 | 0 | 0
1350 | 0 | 0 | 0 | 0 | 0 | 0 | 0 | 0 | 0 | 0
1351 | 0 | 0 | 0 | 0 | 0 | 0 | 0 | 0 | 0 | 0
1352 | 0 | 0 | 0 | 0 | 0 | 0 | 0 | 0 | 0 | 0
1353 | 0 | 0 | 0 | 0 | 0 | 0 | 0 | 0 | 0 | 0
1354 | 0 | 0 | 0 | 0 | 0 | 0 | 0 | 0 | 0 | 0
1355 | 0 | 0 | 0 | 0 | 0 | 0 | 0 | 0 | 0 | 0
1356 | 0 | 0 | 0 | 0 | 0 | 0 | 0 | 0 | 0 | 0
1357 | 0 | 0 | 0 | 0 | 0 | 0 | 0 | 0 | 0 | 0
1358 | 0 | 0 | 0 | 0 | 0 | 0 | 0 | 0 | 0 | 0
1359 | 0 | 0 | 0 | 0 | 0 | 0 | 0 | 0 | 0 | 0
1360 | 0 | 0 | 0 | 0 | 0 | 0 | 0 | 0 | 0 | 0
1361 | 0 | 0 | 0 | 0 | 0 | 0 | 0 | 0 | 0 | 0
1362 | 0 | 0 | 0 | 0 | 0 | 0 | 0 | 0 | 0 | 0
1363 | 0 | 0 | 0 | 0 | 0 | 0 | 0 | 0 | 0 | 0
1364 | 0 | 0 | 0 | 0 | 0 | 0 | 0 | 0 | 0 | 0
1365 | 0 | 0 | 0 | 0 | 0 | 0 | 0 | 0 | 0 | 0
1366 | 0 | 0 | 0 | 0 | 0 | 0 | 0 | 0 | 0 | 0
1367 | 0 | 0 | 0 | 0 | 0 | 0 | 0 | 0 | 0 | 0
1368 | 0 | 0 | 0 | 0 | 0 | 0 | 0 | 0 | 0 | 0
1369 | 0 | 0 | 0 | 0 | 0 | 0 | 0 | 0 | 0 | 0
1370 | 0 | 0 | 0 | 0 | 0 | 0 | 0 | 0 | 0 | 0
1371 | 0 | 0 | 0 | 0 | 0 | 0 | 0 | 0 | 0 | 0
1372 | 0 | 0 | 0 | 0 | 0 | 0 | 0 | 0 | 0 | 0
1373 | 0 | 0 | 0 | 0 | 0 | 0 | 0 | 0 | 0 | 0
1374 | 0 | 0 | 0 | 0 | 0 | 0 | 0 | 0 | 0 | 0
1375 | 0 | 0 | 0 | 0 | 0 | 0 | 0 | 0 | 0 | 0
1376 | 0 | 0 | 0 | 0 | 0 | 0 | 0 | 0 | 0 | 0
1377 | 0 | 0 | 0 | 0 | 0 | 0 | 0 | 0 | 0 | 0
1378 | 0 | 0 | 0 | 0 | 0 | 0 | 0 | 0 | 0 | 0
1379 | 0 | 0 | 0 | 0 | 0 | 0 | 0 | 0 | 0 | 0
1380 | 0 | 0 | 0 | 0 | 0 | 0 | 0 | 0 | 0 | 0
1381 | 0 | 0 | 0 | 0 | 0 | 0 | 0 | 0 | 0 | 0
1382 | 0 | 0 | 0 | 0 | 0 | 0 | 0 | 0 | 0 | 0
1383 | 0 | 0 | 0 | 0 | 0 | 0 | 0 | 0 | 0 | 0
1384 | 0 | 0 | 0 | 0 | 0 | 0 | 0 | 0 | 0 | 0
1385 | 0 | 0 | 0 | 0 | 0 | 0 | 0 | 0 | 0 | 0
1386 | 0 | 0 | 0 | 0 | 0 | 0 | 0 | 0 | 0 | 0
1387 | 0 | 0 | 0 | 0 | 0 | 0 | 0 | 0 | 0 | 0
1388 | 0 | 0 | 0 | 0 | 0 | 0 | 0 | 0 | 0 | 0
1389 | 0 | 0 | 0 | 0 | 0 | 0 | 0 | 0 | 0 | 0
1390 | 0 | 0 | 0 | 0 | 0 | 0 | 0 | 0 | 0 | 0
1391 | 0 | 0 | 0 | 0 | 0 | 0 | 0 | 0 | 0 | 0
1392 | 0 | 0 | 0 | 0 | 0 | 0 | 0 | 0 | 0 | 0
1393 | 0 | 0 | 0 | 0 | 0 | 0 | 0 | 0 | 0 | 0
1394 | 0 | 0 | 0 | 0 | 0 | 0 | 0 | 0 | 0 | 0
1395 | 0 | 0 | 0 | 0 | 0 | 0 | 0 | 0 | 0 | 0
1396 | 0 | 0 | 0 | 0 | 0 | 0 | 0 | 0 | 0 | 0
1397 | 0 | 0 | 0 | 0 | 0 | 0 | 0 | 0 | 0 | 0
1398 | 0 | 0 | 0 | 0 | 0 | 0 | 0 | 0 | 0 | 0
1399 | 0 | 0 | 0 | 0 | 0 | 0 | 0 | 0 | 0 | 0
1400 | 0 | 0 | 0 | 0 | 0 | 0 | 0 | 0 | 0 | 0
1401 | 0 | 0 | 0 | 0 | 0 | 0 | 0 | 0 | 0 | 0
1402 | 0 | 0 | 0 | 0 | 0 | 0 | 0 | 0 | 0 | 0
1403 | 0 | 0 | 0 | 0 | 0 | 0 | 0 | 0 | 0 | 0
1404 | 0 | 0 | 0 | 0 | 0 | 0 | 0 | 0 | 0 | 0
1405 | 0 | 0 | 0 | 0 | 0 | 0 | 0 | 0 | 0 | 0
1406 | 0 | 0 | 0 | 0 | 0 | 0 | 0 | 0 | 0 | 0
1407 | 0 | 0 | 0 | 0 | 0 | 0 | 0 | 0 | 0 | 0
1408 | 0 | 0 | 0 | 0 | 0 | 0 | 0 | 0 | 0 | 0
1409 | 0 | 0 | 0 | 0 | 0 | 0 | 0 | 0 | 0 | 0
1410 | 0 | 0 | 0 | 0 | 0 | 0 | 0 | 0 | 0 | 0
1411 | 0 | 0 | 0 | 0 | 0 | 0 | 0 | 0 | 0 | 0
1412 | 0 | 0 | 0 | 0 | 0 | 0 | 0 | 0 | 0 | 0
1413 | 0 | 0 | 0 | 0 | 0 | 0 | 0 | 0 | 0 | 0
1414 | 0 | 0 | 0 | 0 | 0 | 0 | 0 | 0 | 0 | 0
1415 | 0 | 0 | 0 | 0 | 0 | 0 | 0 | 0 | 0 | 0
1416 | 0 | 0 | 0 | 0 | 0 | 0 | 0 | 0 | 0 | 0
1417 | 0 | 0 | 0 | 0 | 0 | 0 | 0 | 0 | 0 | 0
1418 | 0 | 0 | 0 | 0 | 0 | 0 | 0 | 0 | 0 | 0
1419 | 0 | 0 | 0 | 0 | 0 | 0 | 0 | 0 | 0 | 0
1420 | 0 | 0 | 0 | 0 | 0 | 0 | 0 | 0 | 0 | 0
1421 | 0 | 0 | 0 | 0 | 0 | 0 | 0 | 0 | 0 | 0
1422 | 0 | 0 | 0 | 0 | 0 | 0 | 0 | 0 | 0 | 0
1423 | 0 | 0 | 0 | 0 | 0 | 0 | 0 | 0 | 0 | 0
1424 | 0 | 0 | 0 | 0 | 0 | 0 | 0 | 0 | 0 | 0
1425 | 0 | 0 | 0 | 0 | 0 | 0 | 0 | 0 | 0 | 0
1426 | 0 | 0 | 0 | 0 | 0 | 0 | 0 | 0 | 0 | 0
1427 | 0 | 0 | 0 | 0 | 0 | 0 | 0 | 0 | 0 | 0
1428 | 0 | 0 | 0 | 0 | 0 | 0 | 0 | 0 | 0 | 0
1429 | 0 | 0 | 0 | 0 | 0 | 0 | 0 | 0 | 0 | 0
1430 | 0 | 0 | 0 | 0 | 0 | 0 | 0 | 0 | 0 | 0
1431 | 0 | 0 | 0 | 0 | 0 | 0 | 0 | 0 | 0 | 0
1432 | 0 | 0 | 0 | 0 | 0 | 0 | 0 | 0 | 0 | 0
1433 | 0 | 0 | 0 | 0 | 0 | 0 | 0 | 0 | 0 | 0
1434 | 0 | 0 | 0 | 0 | 0 | 0 | 0 | 0 | 0 | 0
1435 | 0 | 0 | 0 | 0 | 0 | 0 | 0 | 0 | 0 | 0
1436 | 0 | 0 | 0 | 0 | 0 | 0 | 0 | 0 | 0 | 0
1437 | 0 | 0 | 0 | 0 | 0 | 0 | 0 | 0 | 0 | 0
1438 | 0 | 0 | 0 | 0 | 0 | 0 | 0 | 0 | 0 | 0
1439 | 0 | 0 | 0 | 0 | 0 | 0 | 0 | 0 | 0 | 0
1440 | 0 | 0 | 0 | 0 | 0 | 0 | 0 | 0 | 0 | 0
1441 | [5 empty] | 0 | 0 | 0 | 0 | 0
1442 | [5 empty] | 0 | 0 | 0 | 0 | 0
1443 | [5 empty] | 0 | 0 | 0 | 0 | 0
1444 | [5 empty] | 0 | 0 | 0 | 0 | 0
1445 | [5 empty] | 0 | 0 | 0 | 0 | 0
1446 | [5 empty] | 0 | 0 | 0 | 0 | 0
1447 | [5 empty] | 0 | 0 | 0 | 0 | 0
1448 | [5 empty] | 0 | 0 | 0 | 0 | 0
1449 | [5 empty] | 0 | 0 | 0 | 0 | 0
1450 | [5 empty] | 0 | 0 | 0 | 0 | 0
1451 | [5 empty] | 0 | 0 | 0 | 0 | 0
1452 | [5 empty] | 0 | 0 | 0 | 0 | 0
1453 | [5 empty] | 0 | 0 | 0 | 0 | 0
1454 | [5 empty] | 0 | 0 | 0 | 0 | 0
1455 | [5 empty] | 0 | 0 | 0 | 0 | 0
1456 | [5 empty] | 0 | 0 | 0 | 0 | 0
1457 | [5 empty] | 0 | 0 | 0 | 0 | 0
1458 | [5 empty] | 0 | 0 | 0 | 0 | 0
1459 | [5 empty] | 0 | 0 | 0 | 0 | 0
1460 | [5 empty] | 0 | 0 | 0 | 0 | 0
1461 | [5 empty] | 0 | 0 | 0 | 0 | 0
1462 | [5 empty] | 0 | 0 | 0 | 0 | 0
1463 | [5 empty] | 0 | 0 | 0 | 0 | 0
1464 | [5 empty] | 0 | 0 | 0 | 0 | 0
1465 | [5 empty] | 0 | 0 | 0 | 0 | 0
1466 | [5 empty] | 0 | 0 | 0 | 0 | 0
1467 | [5 empty] | 0 | 0 | 0 | 0 | 0
1468 | [5 empty] | 0 | 0 | 0 | 0 | 0
1469 | [5 empty] | 0 | 0 | 0 | 0 | 0
1470 | [5 empty] | 0 | 0 | 0 | 0 | 0
1471 | [5 empty] | 0 | 0 | 0 | 0 | 0
1472 | [5 empty] | 0 | 0 | 0 | 0 | 0
1473 | [5 empty] | 0 | 0 | 0 | 0 | 0
1474 | [5 empty] | 0 | 0 | 0 | 0 | 0
1475 | [5 empty] | 0 | 0 | 0 | 0 | 0
1476 | [5 empty] | 0 | 0 | 0 | 0 | 0
1477 | [5 empty] | 0 | 0 | 0 | 0 | 0
1478 | [5 empty] | 0 | 0 | 0 | 0 | 0
1479 | [5 empty] | 0 | 0 | 0 | 0 | 0
1480 | [5 empty] | 0 | 0 | 0 | 0 | 0
1481 | [5 empty] | 0 | 0 | 0 | 0 | 0
1482 | [5 empty] | 0 | 0 | 0 | 0 | 0
1483 | [5 empty] | 0 | 0 | 0 | 0 | 0
1484 | [5 empty] | 0 | 0 | 0 | 0 | 0
1485 | [5 empty] | 0 | 0 | 0 | 0 | 0
1486 | [5 empty] | 0 | 0 | 0 | 0 | 0
1487 | [5 empty] | 0 | 0 | 0 | 0 | 0
1488 | [5 empty] | 0 | 0 | 0 | 0 | 0
1489 | [5 empty] | 0 | 0 | 0 | 0 | 0
1490 | [5 empty] | 0 | 0 | 0 | 0 | 0
1491 | [5 empty] | 0 | 0 | 0 | 0 | 0
1492 | [5 empty] | 0 | 0 | 0 | 0 | 0
1493 | [5 empty] | 0 | 0 | 0 | 0 | 0
1494 | [5 empty] | 0 | 0 | 0 | 0 | 0
1495 | [5 empty] | 0 | 0 | 0 | 0 | 0
1496 | [5 empty] | 0 | 0 | 0 | 0 | 0
1497 | [5 empty] | 0 | 0 | 0 | 0 | 0
1498 | [5 empty] | 0 | 0 | 0 | 0 | 0
1499 | [5 empty] | 0 | 0 | 0 | 0 | 0
1500 | [5 empty] | 0 | 0 | 0 | 0 | 0
1501 | [5 empty] | 0 | 0 | 0 | 0 | 0
1502 | [5 empty] | 0 | 0 | 0 | 0 | 0
1503 | [5 empty] | 0 | 0 | 0 | 0 | 0
1504 | [5 empty] | 0 | 0 | 0 | 0 | 0
1505 | [5 empty] | 0 | 0 | 0 | 0 | 0
1506 | [5 empty] | 0 | 0 | 0 | 0 | 0
1507 | [5 empty] | 0 | 0 | 0 | 0 | 0
1508 | [5 empty] | 0 | 0 | 0 | 0 | 0
1509 | [5 empty] | 0 | 0 | 0 | 0 | 0
1510 | [5 empty] | 0 | 0 | 0 | 0 | 0
1511 | [5 empty] | 0 | 0 | 0 | 0 | 0
1512 | [5 empty] | 0 | 0 | 0 | 0 | 0
1513 | [5 empty] | 0 | 0 | 0 | 0 | 0
1514 | [5 empty] | 0 | 0 | 0 | 0 | 0
1515 | [5 empty] | 0 | 0 | 0 | 0 | 0
1516 | [5 empty] | 0 | 0 | 0 | 0 | 0
1517 | [5 empty] | 0 | 0 | 0 | 0 | 0
1518 | [5 empty] | 0 | 0 | 0 | 0 | 0
1519 | [5 empty] | 0 | 0 | 0 | 0 | 0
1520 | [5 empty] | 0 | 0 | 0 | 0 | 0
1521 | [5 empty] | 0 | 0 | 0 | 0 | 0
1522 | [5 empty] | 0 | 0 | 0 | 0 | 0
1523 | [5 empty] | 0 | 0 | 0 | 0 | 0
1524 | [5 empty] | 0 | 0 | 0 | 0 | 0
1525 | [5 empty] | 0 | 0 | 0 | 0 | 0
1526 | [5 empty] | 0 | 0 | 0 | 0 | 0
1527 | [5 empty] | 0 | 0 | 0 | 0 | 0
1528 | [5 empty] | 0 | 0 | 0 | 0 | 0
1529 | [5 empty] | 0 | 0 | 0 | 0 | 0
1530 | [5 empty] | 0 | 0 | 0 | 0 | 0
1531 | [5 empty] | 0 | 0 | 0 | 0 | 0
1532 | [5 empty] | 0 | 0 | 0 | 0 | 0
1533 | [5 empty] | 0 | 0 | 0 | 0 | 0
1534 | [5 empty] | 0 | 0 | 0 | 0 | 0
1535 | [5 empty] | 0 | 0 | 0 | 0 | 0
1536 | [5 empty] | 0 | 0 | 0 | 0 | 0
1537 | [5 empty] | 0 | 0 | 0 | 0 | 0
1538 | [5 empty] | 0 | 0 | 0 | 0 | 0
1539 | [5 empty] | 0 | 0 | 0 | 0 | 0
1540 | [5 empty] | 0 | 0 | 0 | 0 | 0
1541 | [5 empty] | 0 | 0 | 0 | 0 | 0
1542 | [5 empty] | 0 | 0 | 0 | 0 | 0
1543 | [5 empty] | 0 | 0 | 0 | 0 | 0
1544 | [5 empty] | 0 | 0 | 0 | 0 | 0
1545 | [5 empty] | 0 | 0 | 0 | 0 | 0
1546 | [5 empty] | 0 | 0 | 0 | 0 | 0
1547 | [5 empty] | 0 | 0 | 0 | 0 | 0
1548 | [5 empty] | 0 | 0 | 0 | 0 | 0
1549 | [5 empty] | 0 | 0 | 0 | 0 | 0
1550 | [5 empty] | 0 | 0 | 0 | 0 | 0
1551 | [5 empty] | 0 | 0 | 0 | 0 | 0
1552 | [5 empty] | 0 | 0 | 0 | 0 | 0
1553 | [5 empty] | 0 | 0 | 0 | 0 | 0
1554 | [5 empty] | 0 | 0 | 0 | 0 | 0
1555 | [5 empty] | 0 | 0 | 0 | 0 | 0
1556 | [5 empty] | 0 | 0 | 0 | 0 | 0
1557 | [5 empty] | 0 | 0 | 0 | 0 | 0
1558 | [5 empty] | 0 | 0 | 0 | 0 | 0
1559 | [5 empty] | 0 | 0 | 0 | 0 | 0
1560 | [5 empty] | 0 | 0 | 0 | 0 | 0
1561 | [5 empty] | 0 | 0 | 0 | 0 | 0
1562 | [5 empty] | 0 | 0 | 0 | 0 | 0
1563 | [5 empty] | 0 | 0 | 0 | 0 | 0
1564 | [5 empty] | 0 | 0 | 0 | 0 | 0
1565 | [5 empty] | 0 | 0 | 0 | 0 | 0
1566 | [5 empty] | 0 | 0 | 0 | 0 | 0
1567 | [5 empty] | 0 | 0 | 0 | 0 | 0
1568 | [5 empty] | 0 | 0 | 0 | 0 | 0
1569 | [5 empty] | 0 | 0 | 0 | 0 | 0
1570 | [5 empty] | 0 | 0 | 0 | 0 | 0
1571 | [5 empty] | 0 | 0 | 0 | 0 | 0
1572 | [5 empty] | 0 | 0 | 0 | 0 | 0
1573 | [5 empty] | 0 | 0 | 0 | 0 | 0
1574 | [5 empty] | 0 | 0 | 0 | 0 | 0
1575 | [5 empty] | 0 | 0 | 0 | 0 | 0
1576 | [5 empty] | 0 | 0 | 0 | 0 | 0
1577 | [5 empty] | 0 | 0 | 0 | 0 | 0
1578 | [5 empty] | 0 | 0 | 0 | 0 | 0
1579 | [5 empty] | 0 | 0 | 0 | 0 | 0
1580 | [5 empty] | 0 | 0 | 0 | 0 | 0
1581 | [5 empty] | 0 | 0 | 0 | 0 | 0
1582 | [5 empty] | 1 | 0 | 0 | 0 | 0
1583 | [5 empty] | 0 | 0 | 0 | 0 | 0
1584 | [5 empty] | 0 | 0 | 0 | 0 | 0
1585 | [5 empty] | 0 | 0 | 0 | 0 | 0
1586 | [5 empty] | 0 | 0 | 0 | 0 | 0
1587 | [5 empty] | 0 | 0 | 0 | 0 | 0
1588 | [5 empty] | 0 | 0 | 0 | 0 | 0
1589 | [5 empty] | 0 | 0 | 0 | 0 | 0
1590 | [5 empty] | 0 | 0 | 0 | 0 | 0
1591 | [5 empty] | 0 | 0 | 0 | 0 | 0
1592 | [5 empty] | 0 | 0 | 0 | 0 | 0
1593 | [5 empty] | 0 | 0 | 0 | 0 | 0
1594 | [5 empty] | 0 | 0 | 0 | 0 | 0
1595 | [5 empty] | 0 | 0 | 0 | 0 | 0
1596 | [5 empty] | 0 | 0 | 0 | 0 | 0
1597 | [5 empty] | 0 | 0 | 0 | 0 | 0
1598 | [5 empty] | 0 | 0 | 0 | 0 | 0
1599 | [5 empty] | 0 | 0 | 0 | 0 | 0
1600 | [5 empty] | 0 | 0 | 0 | 0 | 0
1601 | [5 empty] | 0 | 0 | 0 | 0 | 0
1602 | [5 empty] | 0 | 0 | 0 | 0 | 0
1603 | [5 empty] | 0 | 0 | 0 | 0 | 0
1604 | [5 empty] | 0 | 0 | 0 | 0 | 0
1605 | [5 empty] | 0 | 0 | 0 | 0 | 0
1606 | [5 empty] | 0 | 0 | 0 | 0 | 0
1607 | [5 empty] | 0 | 0 | 0 | 0 | 0
1608 | [5 empty] | 0 | 0 | 0 | 0 | 0
1609 | [5 empty] | 0 | 0 | 0 | 0 | 0
1610 | [5 empty] | 0 | 0 | 0 | 0 | 0
1611 | [5 empty] | 0 | 0 | 0 | 0 | 0
1612 | [5 empty] | 0 | 0 | 0 | 0 | 0
1613 | [5 empty] | 0 | 0 | 0 | 0 | 0
1614 | [5 empty] | 0 | 0 | 0 | 0 | 0
1615 | [5 empty] | 0 | 0 | 0 | 0 | 0
1616 | [5 empty] | 0 | 0 | 0 | 0 | 0
1617 | [5 empty] | 0 | 0 | 0 | 0 | 0
1618 | [5 empty] | 0 | 0 | 0 | 0 | 0
1619 | [5 empty] | 0 | 0 | 0 | 0 | 0
1620 | [5 empty] | 0 | 0 | 0 | 0 | 0
1621 | [5 empty] | 0 | 0 | 0 | 0 | 0
1622 | [5 empty] | 0 | 0 | 0 | 0 | 0
1623 | [5 empty] | 0 | 0 | 0 | 0 | 0
1624 | [5 empty] | 0 | 0 | 0 | 0 | 0
1625 | [5 empty] | 0 | 0 | 0 | 0 | 0
1626 | [5 empty] | 0 | 0 | 0 | 0 | 0
1627 | [5 empty] | 0 | 0 | 0 | 0 | 0
1628 | [5 empty] | 0 | 0 | 0 | 0 | 0
1629 | [5 empty] | 0 | 0 | 0 | 0 | 0
1630 | [5 empty] | 0 | 0 | 0 | 0 | 0
1631 | [5 empty] | 0 | 0 | 0 | 0 | 0
1632 | [5 empty] | 0 | 0 | 0 | 0 | 0
1633 | [5 empty] | 0 | 0 | 0 | 0 | 0
1634 | [5 empty] | 0 | 0 | 0 | 0 | 0
1635 | [5 empty] | 0 | 0 | 0 | 0 | 0
1636 | [5 empty] | 0 | 0 | 0 | 0 | 0
1637 | [5 empty] | 0 | 0 | 0 | 0 | 0
1638 | [5 empty] | 0 | 0 | 0 | 0 | 0
1639 | [5 empty] | 0 | 0 | 0 | 0 | 0
1640 | [5 empty] | 0 | 0 | 0 | 0 | 0
1641 | [5 empty] | 0 | 0 | 0 | 0 | 0
1642 | [5 empty] | 0 | 0 | 0 | 0 | 0
1643 | [5 empty] | 0 | 0 | 0 | 0 | 0
1644 | [5 empty] | 1 | 0 | 0 | 0 | 0
1645 | [5 empty] | 0 | 0 | 0 | 0 | 0
1646 | [5 empty] | 0 | 0 | 0 | 0 | 0
1647 | [5 empty] | 0 | 0 | 0 | 0 | 0
1648 | [5 empty] | 0 | 0 | 0 | 0 | 0
1649 | [5 empty] | 0 | 0 | 0 | 0 | 0
1650 | [5 empty] | 0 | 0 | 0 | 0 | 0
1651 | [5 empty] | 0 | 0 | 0 | 0 | 0
1652 | [5 empty] | 0 | 0 | 0 | 0 | 0
1653 | [5 empty] | 0 | 0 | 0 | 0 | 0
1654 | [5 empty] | 0 | 0 | 0 | 0 | 0
1655 | [5 empty] | 0 | 0 | 0 | 0 | 0
1656 | [5 empty] | 0 | 0 | 0 | 0 | 0
1657 | [5 empty] | 0 | 0 | 0 | 0 | 0
1658 | [5 empty] | 0 | 0 | 0 | 0 | 0
1659 | [5 empty] | 3 | 0 | 0 | 0 | 0
1660 | [5 empty] | 2 | 0 | 0 | 0 | 0
1661 | [5 empty] | 0 | 0 | 0 | 0 | 0
1662 | [5 empty] | 0 | 0 | 0 | 0 | 0
1663 | [5 empty] | 1 | 0 | 0 | 0 | 0
1664 | [5 empty] | 0 | 0 | 0 | 0 | 0
1665 | [5 empty] | 0 | 0 | 0 | 0 | 0
1666 | [5 empty] | 0 | 0 | 0 | 0 | 0
1667 | [5 empty] | 0 | 0 | 0 | 0 | 0
1668 | [5 empty] | 0 | 0 | 0 | 0 | 0
1669 | [5 empty] | 0 | 0 | 0 | 0 | 0
1670 | [5 empty] | 0 | 0 | 0 | 0 | 0
1671 | [5 empty] | 0 | 0 | 0 | 0 | 0
1672 | [5 empty] | 0 | 0 | 0 | 0 | 0
1673 | [5 empty] | 0 | 0 | 0 | 0 | 0
1674 | [5 empty] | 0 | 0 | 0 | 0 | 0
1675 | [5 empty] | 0 | 0 | 0 | 0 | 0
1676 | [5 empty] | 0 | 0 | 0 | 0 | 0
1677 | [5 empty] | 0 | 0 | 0 | 0 | 0
1678 | [5 empty] | 0 | 0 | 0 | 0 | 0
1679 | [5 empty] | 0 | 0 | 0 | 0 | 0
1680 | [5 empty] | 0 | 0 | 0 | 0 | 0
1681 | [5 empty] | 0 | 0 | 0 | 0 | 0
1682 | [5 empty] | 0 | 0 | 0 | 0 | 0
1683 | [5 empty] | 0 | 0 | 0 | 0 | 0
1684 | [5 empty] | 0 | 0 | 0 | 0 | 0
1685 | [5 empty] | 0 | 0 | 0 | 0 | 0
1686 | [5 empty] | 0 | 0 | 0 | 0 | 0
1687 | [5 empty] | 0 | 0 | 0 | 0 | 0
1688 | [5 empty] | 0 | 0 | 0 | 0 | 0
1689 | [5 empty] | 0 | 0 | 0 | 0 | 0
1690 | [5 empty] | 0 | 0 | 0 | 0 | 0
1691 | [5 empty] | 0 | 0 | 0 | 0 | 0
1692 | [5 empty] | 0 | 0 | 0 | 0 | 0
1693 | [5 empty] | 0 | 0 | 0 | 0 | 0
1694 | [5 empty] | 0 | 0 | 0 | 0 | 0
1695 | [5 empty] | 1 | 0 | 0 | 0 | 0
1696 | [5 empty] | 0 | 0 | 0 | 0 | 0
1697 | [5 empty] | 0 | 0 | 0 | 0 | 0
1698 | [5 empty] | 3 | 0 | 0 | 0 | 0
1699 | [5 empty] | 3 | 0 | 0 | 0 | 0
1700 | [5 empty] | 3 | 0 | 0 | 0 | 0
1701 | [5 empty] | 3 | 0 | 0 | 0 | 0
1702 | [5 empty] | 3 | 0 | 0 | 0 | 0
1703 | [5 empty] | 2 | 0 | 0 | 0 | 0
1704 | [5 empty] | 0 | 0 | 0 | 0 | 0
1705 | [5 empty] | 0 | 0 | 0 | 0 | 0
1706 | [5 empty] | 0 | 0 | 0 | 0 | 0
1707 | [5 empty] | 0 | 0 | 0 | 0 | 0
1708 | [5 empty] | 0 | 0 | 0 | 0 | 0
1709 | [5 empty] | 0 | 0 | 0 | 0 | 0
1710 | [5 empty] | 0 | 0 | 0 | 0 | 0
1711 | [5 empty] | 0 | 0 | 0 | 0 | 0
1712 | [5 empty] | 1 | 0 | 0 | 0 | 0
1713 | [5 empty] | 0 | 0 | 0 | 0 | 0
1714 | [5 empty] | 0 | 0 | 0 | 3 | 0
1715 | [5 empty] | 0 | 0 | 0 | 3 | 0
1716 | [5 empty] | 0 | 0 | 0 | 3 | 0
1717 | [5 empty] | 0 | 0 | 0 | 3 | 0
1718 | [5 empty] | 0 | 0 | 4 | 3 | 0
1719 | [5 empty] | 0 | 0 | 0 | 2 | 0
1720 | [5 empty] | 0 | 0 | 0 | 0 | 0
1721 | [5 empty] | 0 | 3 | 0 | 0 | 0
1722 | [5 empty] | 0 | 3 | 0 | 0 | 0
1723 | [5 empty] | 0 | 4 | 0 | 0 | 0
1724 | [5 empty] | 0 | 0 | 0 | 0 | 0
1725 | [5 empty] | 0 | 0 | 0 | 0 | 0
1726 | [5 empty] | 0 | 0 | 1 | 0 | 0
1727 | [5 empty] | 0 | 0 | 0 | 0 | 0
1728 | [5 empty] | 0 | 0 | 0 | 1 | 0
1729 | [5 empty] | 0 | 0 | 0 | 0 | 0
1730 | [5 empty] | 0 | 0 | 0 | 0 | 0
1731 | [5 empty] | 0 | 0 | 0 | 0 | 0
1732 | [5 empty] | 0 | 0 | 0 | 0 | 0
1733 | [5 empty] | 0 | 0 | 0 | 0 | 0
1734 | [5 empty] | 0 | 0 | 0 | 0 | 0
1735 | [5 empty] | 0 | 0 | 0 | 0 | 0
1736 | [5 empty] | 0 | 0 | 0 | 0 | 0
1737 | [5 empty] | 0 | 0 | 0 | 0 | 0
1738 | [5 empty] | 0 | 0 | 0 | 0 | 0
1739 | [5 empty] | 0 | 0 | 0 | 0 | 0
1740 | [5 empty] | 0 | 0 | 0 | 0 | 0
1741 | [5 empty] | 0 | 0 | 0 | 1 | 0
1742 | [5 empty] | 0 | 0 | 1 | 0 | 0
1743 | [5 empty] | 0 | 0 | 0 | 0 | 0
1744 | [5 empty] | 0 | 0 | 0 | 0 | 0
1745 | [5 empty] | 0 | 0 | 0 | 0 | 0
1746 | [5 empty] | 0 | 0 | 0 | 1 | 0
1747 | [5 empty] | 0 | 0 | 0 | 0 | 0
1748 | [5 empty] | 0 | 0 | 0 | 0 | 0
1749 | [5 empty] | 0 | 0 | 0 | 0 | 0
1750 | [5 empty] | 0 | 0 | 3 | 0 | 0
1751 | [5 empty] | 0 | 0 | 3 | 0 | 0
1752 | [5 empty] | 0 | 0 | 4 | 0 | 0
1753 | [5 empty] | 0 | 0 | 0 | 0 | 0
1754 | [5 empty] | 0 | 0 | 0 | 0 | 0
1755 | [5 empty] | 0 | 0 | 0 | 0 | 0
1756 | [5 empty] | 0 | 0 | 0 | 0 | 0
1757 | [5 empty] | 0 | 0 | 0 | 0 | 0
1758 | [5 empty] | 1 | 1 | 0 | 0 | 0
1759 | [5 empty] | 0 | 0 | 0 | 0 | 0
1760 | [5 empty] | 0 | 0 | 0 | 0 | 0
1761 | [5 empty] | 0 | 0 | 0 | 0 | 0
1762 | [5 empty] | 0 | 0 | 1 | 0 | 0
1763 | [5 empty] | 0 | 0 | 0 | 0 | 0
1764 | [5 empty] | 0 | 0 | 0 | 0 | 0
1765 | [5 empty] | 0 | 0 | 0 | 0 | 0
1766 | [5 empty] | 0 | 0 | 0 | 0 | 0
1767 | [5 empty] | 0 | 0 | 0 | 0 | 0
1768 | [5 empty] | 0 | 1 | 0 | 0 | 0
1769 | [5 empty] | 0 | 0 | 0 | 0 | 0
1770 | [5 empty] | 0 | 0 | 0 | 0 | 0
1771 | [5 empty] | 0 | 0 | 0 | 3 | 0
1772 | [5 empty] | 0 | 0 | 0 | 2 | 0
1773 | [5 empty] | 0 | 0 | 0 | 0 | 1
1774 | [5 empty] | 0 | 0 | 0 | 0 | 0
1775 | [5 empty] | 0 | 0 | 0 | 0 | 0
1776 | [5 empty] | 0 | 0 | 0 | 0 | 0
1777 | [5 empty] | 0 | 0 | 0 | 0 | 0
1778 | [5 empty] | 0 | 0 | 0 | 0 | 0
1779 | [5 empty] | 0 | 0 | 0 | 0 | 0
1780 | [5 empty] | 0 | 0 | 0 | 0 | 0
1781 | [5 empty] | 0 | 0 | 0 | 0 | 0
1782 | [5 empty] | 0 | 0 | 0 | 0 | 0
1783 | [5 empty] | 0 | 0 | 0 | 0 | 0
1784 | [5 empty] | 0 | 0 | 0 | 0 | 0
1785 | [5 empty] | 0 | 0 | 0 | 0 | 0
1786 | [5 empty] | 0 | 0 | 0 | 0 | 0
1787 | [5 empty] | 0 | 0 | 0 | 0 | 0
1788 | [5 empty] | 0 | 0 | 0 | 0 | 0
1789 | [5 empty] | 0 | 0 | 0 | 0 | 0
1790 | [5 empty] | 0 | 0 | 0 | 0 | 0
1791 | [5 empty] | 0 | 0 | 0 | 0 | 0
1792 | [5 empty] | 0 | 0 | 0 | 0 | 0
1793 | [5 empty] | 0 | 0 | 0 | 0 | 0
1794 | [5 empty] | 0 | 0 | 0 | 0 | 0
1795 | [5 empty] | 0 | 0 | 0 | 0 | 0
1796 | [5 empty] | 0 | 0 | 0 | 0 | 0
1797 | [5 empty] | 0 | 0 | 0 | 0 | 0
1798 | [5 empty] | 0 | 0 | 0 | 0 | 0
1799 | [5 empty] | 0 | 0 | 0 | 0 | 0
1800 | [5 empty] | 0 | 0 | 0 | 0 | 0
1801 | [5 empty] | 0 | 0 | 0 | 0 | 0
1802 | [5 empty] | 0 | 0 | 0 | 0 | 0
1803 | [5 empty] | 0 | 0 | 0 | 0 | 0
1804 | [5 empty] | 0 | 0 | 0 | 0 | 0
1805 | [5 empty] | 0 | 0 | 0 | 0 | 0
1806 | [5 empty] | 0 | 0 | 0 | 0 | 0
1807 | [5 empty] | 0 | 0 | 0 | 0 | 0
1808 | [5 empty] | 0 | 0 | 0 | 0 | 0
1809 | [5 empty] | 0 | 0 | 0 | 0 | 0
1810 | [5 empty] | 0 | 0 | 0 | 0 | 0
1811 | [5 empty] | 0 | 0 | 0 | 0 | 0
1812 | [5 empty] | 0 | 0 | 0 | 0 | 1
1813 | [5 empty] | 0 | 0 | 0 | 0 | 0
1814 | [5 empty] | 0 | 0 | 0 | 0 | 0
1815 | [5 empty] | 0 | 0 | 0 | 0 | 0
1816 | [5 empty] | 0 | 0 | 0 | 0 | 0
1817 | [5 empty] | 0 | 0 | 0 | 0 | 0
1818 | [5 empty] | 0 | 0 | 0 | 0 | 0
1819 | [5 empty] | 0 | 0 | 0 | 0 | 0
1820 | [5 empty] | 0 | 0 | 0 | 0 | 0
1821 | [5 empty] | 0 | 0 | 0 | 0 | 0
1822 | [5 empty] | 0 | 0 | 0 | 0 | 0
1823 | [5 empty] | 0 | 0 | 0 | 0 | 0
1824 | [5 empty] | 0 | 0 | 0 | 0 | 0
1825 | [5 empty] | 0 | 0 | 0 | 0 | 0
1826 | [5 empty] | 0 | 0 | 0 | 0 | 0
1827 | [5 empty] | 0 | 0 | 0 | 0 | 0
1828 | [5 empty] | 0 | 0 | 0 | 0 | 1
1829 | [5 empty] | 0 | 0 | 0 | 0 | 0
1830 | [5 empty] | 0 | 0 | 0 | 0 | 0
1831 | [5 empty] | 0 | 0 | 0 | 0 | 0
1832 | [5 empty] | 0 | 0 | 0 | 0 | 0
1833 | [5 empty] | 0 | 0 | 0 | 0 | 0
1834 | [5 empty] | 0 | 0 | 0 | 0 | 0
1835 | [5 empty] | 0 | 0 | 0 | 0 | 0
1836 | [5 empty] | 0 | 0 | 0 | 0 | 0
1837 | [5 empty] | 0 | 0 | 0 | 0 | 0
1838 | [5 empty] | 0 | 0 | 0 | 0 | 0
1839 | [5 empty] | 0 | 0 | 0 | 0 | 0
1840 | [5 empty] | 0 | 0 | 0 | 0 | 0
1841 | [5 empty] | 0 | 0 | 0 | 0 | 0
1842 | [5 empty] | 0 | 0 | 0 | 0 | 0
1843 | [5 empty] | 0 | 0 | 0 | 0 | 0
1844 | [5 empty] | 0 | 0 | 0 | 0 | 0
1845 | [5 empty] | 0 | 0 | 0 | 0 | 0
1846 | [5 empty] | 0 | 0 | 0 | 0 | 0
1847 | [5 empty] | 0 | 0 | 0 | 0 | 0
1848 | [5 empty] | 0 | 0 | 0 | 0 | 0
1849 | [5 empty] | 0 | 0 | 0 | 0 | 0
1850 | [5 empty] | 0 | 0 | 0 | 0 | 0
1851 | [5 empty] | 0 | 0 | 0 | 0 | 0
1852 | [5 empty] | 0 | 0 | 0 | 0 | 0
1853 | [5 empty] | 0 | 0 | 0 | 0 | 0
1854 | [5 empty] | 0 | 0 | 0 | 0 | 0
1855 | [5 empty] | 0 | 0 | 0 | 0 | 3
1856 | [5 empty] | 0 | 0 | 0 | 0 | 3
1857 | [5 empty] | 0 | 0 | 0 | 0 | 3
1858 | [5 empty] | 0 | 0 | 0 | 0 | 3
1859 | [5 empty] | 0 | 0 | 0 | 0 | 3
1860 | [5 empty] | 0 | 0 | 0 | 0 | 3
1861 | [5 empty] | 0 | 0 | 0 | 0 | 3
1862 | [5 empty] | 0 | 0 | 0 | 0 | 4
1863 | [5 empty] | 0 | 0 | 0 | 0 | 0
1864 | [5 empty] | 0 | 0 | 0 | 0 | 0
1865 | [5 empty] | 0 | 0 | 0 | 0 | 0
1866 | [5 empty] | 0 | 0 | 0 | 0 | 0
1867 | [5 empty] | 0 | 0 | 0 | 0 | 0
1868 | [5 empty] | 0 | 0 | 0 | 0 | 0
1869 | [5 empty] | 0 | 0 | 0 | 0 | 0
1870 | [5 empty] | 0 | 0 | 0 | 0 | 0
1871 | [5 empty] | 0 | 0 | 0 | 0 | 0
1872 | [5 empty] | 0 | 0 | 0 | 0 | 0
1873 | [5 empty] | 0 | 0 | 0 | 0 | 0
1874 | [5 empty] | 0 | 0 | 0 | 0 | 0
1875 | [5 empty] | 0 | 0 | 0 | 0 | 1
1876 | [5 empty] | 0 | 0 | 0 | 0 | 0
1877 | [5 empty] | 0 | 0 | 0 | 0 | 0
1878 | [5 empty] | 0 | 0 | 0 | 0 | 0
1879 | [5 empty] | 0 | 0 | 0 | 0 | 0
1880 | [5 empty] | 0 | 0 | 0 | 0 | 0
1881 | [5 empty] | 0 | 0 | 0 | 0 | 0
1882 | [5 empty] | 0 | 0 | 0 | 0 | 0
1883 | [5 empty] | 0 | 0 | 0 | 0 | 0
1884 | [5 empty] | 0 | 0 | 0 | 0 | 0
1885 | [5 empty] | 0 | 0 | 0 | 0 | 0
1886 | [5 empty] | 0 | 0 | 0 | 0 | 0
1887 | [5 empty] | 0 | 0 | 0 | 0 | 0
1888 | [5 empty] | 0 | 0 | 0 | 0 | 0
1889 | [5 empty] | 0 | 0 | 0 | 0 | 0
1890 | [5 empty] | 0 | 0 | 0 | 0 | 0
1891 | [5 empty] | 0 | 0 | 0 | 0 | 0
1892 | [5 empty] | 0 | 0 | 0 | 0 | 1
1893 | [5 empty] | 0 | 0 | 0 | 0 | 0
1894 | [5 empty] | 0 | 0 | 0 | 0 | 0
1895 | [5 empty] | 0 | 0 | 0 | 0 | 0
1896 | [5 empty] | 0 | 0 | 0 | 0 | 0
1897 | [5 empty] | 0 | 0 | 0 | 0 | 0
1898 | [5 empty] | 0 | 0 | 0 | 0 | 0
1899 | [5 empty] | 0 | 0 | 0 | 0 | 0
1900 | [5 empty] | 0 | 0 | 0 | 0 | 0
1901 | [5 empty] | 0 | 0 | 0 | 0 | 0
1902 | [5 empty] | 0 | 0 | 0 | 0 | 1
1903 | [5 empty] | 0 | 0 | 0 | 0 | 0
1904 | [5 empty] | 0 | 0 | 0 | 0 | 0
1905 | [5 empty] | 0 | 0 | 0 | 0 | 0
1906 | [5 empty] | 0 | 0 | 0 | 0 | 0
1907 | [5 empty] | 0 | 0 | 0 | 0 | 0
1908 | [5 empty] | 0 | 0 | 0 | 0 | 0
1909 | [5 empty] | 0 | 0 | 0 | 0 | 0
1910 | [5 empty] | 0 | 0 | 0 | 0 | 0
1911 | [5 empty] | 0 | 0 | 0 | 0 | 0
1912 | [5 empty] | 0 | 0 | 0 | 0 | 0
1913 | [5 empty] | 0 | 0 | 0 | 0 | 0
1914 | [5 empty] | 0 | 0 | 0 | 0 | 0
1915 | [5 empty] | 0 | 0 | 0 | 0 | 0
1916 | [5 empty] | 0 | 0 | 0 | 0 | 0
1917 | [5 empty] | 0 | 0 | 0 | 0 | 0
1918 | [5 empty] | 0 | 0 | 0 | 0 | 0
1919 | [5 empty] | 0 | 0 | 0 | 0 | 1
1920 | [5 empty] | 0 | 0 | 0 | 0 | 0
1921 | [5 empty] | 0 | 0 | 0 | 0 | 0
1922 | [5 empty] | 0 | 0 | 0 | 0 | 3
1923 | [5 empty] | 0 | 0 | 0 | 0 | 2
1924 | [5 empty] | 0 | 0 | 0 | 0 | 0
1925 | [5 empty] | 0 | 0 | 0 | 0 | 0
1926 | [5 empty] | 0 | 0 | 0 | 0 | 0
1927 | [5 empty] | 0 | 0 | 0 | 0 | 0
1928 | [5 empty] | 0 | 0 | 0 | 0 | 0
1929 | [5 empty] | 0 | 0 | 0 | 0 | 0
1930 | [5 empty] | 0 | 0 | 0 | 0 | 0
1931 | [5 empty] | 0 | 0 | 0 | 0 | 0
1932 | [5 empty] | 0 | 0 | 0 | 0 | 0
1933 | [5 empty] | 0 | 0 | 0 | 0 | 0
1934 | [5 empty] | 0 | 0 | 0 | 0 | 0
1935 | [5 empty] | 0 | 0 | 0 | 0 | 0
1936 | [5 empty] | 0 | 0 | 0 | 0 | 0
1937 | [5 empty] | 0 | 0 | 0 | 0 | 0
1938 | [5 empty] | 0 | 0 | 0 | 0 | 0
1939 | [5 empty] | 0 | 0 | 0 | 0 | 0
1940 | [5 empty] | 0 | 0 | 0 | 0 | 0
1941 | [5 empty] | 0 | 0 | 0 | 0 | 3
1942 | [5 empty] | 0 | 0 | 0 | 0 | 2
1943 | [5 empty] | 0 | 0 | 0 | 0 | 0
1944 | [5 empty] | 0 | 0 | 0 | 0 | 0
1945 | [5 empty] | 0 | 0 | 0 | 0 | 3
1946 | [5 empty] | 0 | 0 | 0 | 0 | 3
1947 | [5 empty] | 0 | 0 | 0 | 0 | 3
1948 | [5 empty] | 0 | 0 | 0 | 0 | 3
1949 | [5 empty] | 0 | 0 | 0 | 0 | 3
1950 | [5 empty] | 0 | 0 | 0 | 0 | 3
1951 | [5 empty] | 0 | 0 | 0 | 0 | 3
1952 | [5 empty] | 0 | 0 | 0 | 0 | 4
1953 | [5 empty] | 0 | 0 | 0 | 0 | 0
1954 | [5 empty] | 0 | 0 | 0 | 0 | 0
1955 | [5 empty] | 0 | 0 | 0 | 0 | 0
1956 | [5 empty] | 0 | 0 | 0 | 0 | 0
1957 | [5 empty] | 0 | 0 | 0 | 0 | 0
1958 | [5 empty] | 0 | 0 | 0 | 0 | 0
1959 | [5 empty] | 0 | 0 | 0 | 0 | 0
1960 | [5 empty] | 0 | 0 | 0 | 0 | 0
1961 | [5 empty] | 0 | 0 | 0 | 0 | 0
1962 | [5 empty] | 0 | 0 | 0 | 0 | 0
1963 | [5 empty] | 0 | 0 | 0 | 0 | 0
1964 | [5 empty] | 0 | 0 | 0 | 0 | 0
1965 | [5 empty] | 0 | 0 | 0 | 0 | 0
1966 | [5 empty] | 0 | 0 | 0 | 0 | 0
1967 | [5 empty] | 0 | 0 | 0 | 0 | 0
1968 | [5 empty] | 0 | 0 | 0 | 0 | 0
1969 | [5 empty] | 0 | 3 | 0 | 0 | 0
1970 | [5 empty] | 0 | 2 | 0 | 0 | 0
1971 | [5 empty] | 0 | 0 | 0 | 0 | 0
1972 | [5 empty] | 0 | 0 | 0 | 0 | 0
1973 | [5 empty] | 0 | 0 | 0 | 0 | 0
1974 | [5 empty] | 0 | 0 | 0 | 0 | 0
1975 | [5 empty] | 0 | 0 | 0 | 0 | 0
1976 | [5 empty] | 0 | 0 | 0 | 0 | 0
1977 | [5 empty] | 0 | 0 | 0 | 0 | 0
1978 | [5 empty] | 0 | 0 | 0 | 0 | 0
1979 | [5 empty] | 0 | 0 | 0 | 0 | 0
1980 | [5 empty] | 0 | 0 | 0 | 0 | 0
1981 | [5 empty] | 0 | 0 | 0 | 0 | 0
1982 | [5 empty] | 0 | 0 | 0 | 0 | 0
1983 | [5 empty] | 0 | 0 | 0 | 0 | 0
1984 | [5 empty] | 0 | 0 | 0 | 0 | 0
1985 | [5 empty] | 0 | 0 | 0 | 0 | 0
1986 | [5 empty] | 0 | 0 | 0 | 0 | 0
1987 | [5 empty] | 0 | 0 | 0 | 0 | 0
1988 | [5 empty] | 0 | 0 | 0 | 0 | 0
1989 | [5 empty] | 0 | 0 | 0 | 0 | 0
1990 | [5 empty] | 0 | 0 | 0 | 0 | 0
1991 | [5 empty] | 0 | 0 | 0 | 0 | 0
1992 | [5 empty] | 0 | 0 | 0 | 0 | 0
1993 | [5 empty] | 0 | 0 | 0 | 0 | 0
1994 | [5 empty] | 0 | 0 | 0 | 0 | 0
1995 | [5 empty] | 0 | 0 | 0 | 0 | 0
1996 | [5 empty] | 0 | 0 | 0 | 0 | 0
1997 | [5 empty] | 0 | 0 | 0 | 0 | 0
1998 | [5 empty] | 0 | 0 | 0 | 0 | 0
1999 | [5 empty] | 0 | 0 | 0 | 0 | 0
2000 | [5 empty] | 0 | 0 | 0 | 0 | 0
2001 | [5 empty] | 0 | 0 | 0 | 0 | 0
2002 | [5 empty] | 0 | 0 | 0 | 0 | 0
2003 | [5 empty] | 0 | 0 | 0 | 0 | 0
2004 | [5 empty] | 0 | 0 | 0 | 0 | 0
2005 | [5 empty] | 0 | 0 | 0 | 0 | 0
2006 | [5 empty] | 0 | 0 | 0 | 0 | 0
2007 | [5 empty] | 0 | 0 | 0 | 0 | 0
2008 | [5 empty] | 0 | 0 | 0 | 0 | 0
2009 | [5 empty] | 0 | 0 | 0 | 0 | 0
2010 | [5 empty] | 0 | 0 | 0 | 0 | 0
2011 | [5 empty] | 0 | 0 | 0 | 0 | 0
2012 | [5 empty] | 0 | 0 | 0 | 0 | 0
2013 | [5 empty] | 0 | 0 | 0 | 0 | 0
2014 | [5 empty] | 0 | 0 | 0 | 0 | 0
2015 | [5 empty] | 0 | 0 | 0 | 0 | 0
2016 | [5 empty] | 0 | 0 | 0 | 0 | 0
2017 | [5 empty] | 0 | 0 | 0 | 0 | 0
2018 | [5 empty] | 0 | 0 | 0 | 0 | 0
2019 | [5 empty] | 0 | 0 | 0 | 0 | 0
2020 | [5 empty] | 0 | 0 | 0 | 0 | 0
2021 | [5 empty] | 0 | 2 | 0 | 0 | 0
2022 | [5 empty] | 0 | 0 | 0 | 0 | 0
2023 | [5 empty] | 0 | 0 | 0 | 0 | 0
2024 | [5 empty] | 0 | 0 | 0 | 0 | 0
2025 | [5 empty] | 0 | 0 | 0 | 0 | 0
2026 | [5 empty] | 0 | 0 | 0 | 0 | 0
2027 | [5 empty] | 0 | 0 | 0 | 0 | 0
2028 | [5 empty] | 0 | 0 | 0 | 0 | 0
2029 | [5 empty] | 0 | 0 | 0 | 0 | 0
2030 | [5 empty] | 0 | 0 | 0 | 0 | 0
2031 | [5 empty] | 0 | 0 | 0 | 0 | 0
2032 | [5 empty] | 0 | 0 | 0 | 0 | 0
2033 | [5 empty] | 0 | 0 | 0 | 0 | 0
2034 | [5 empty] | 0 | 0 | 0 | 0 | 0
2035 | [5 empty] | 0 | 0 | 0 | 0 | 0
2036 | [5 empty] | 0 | 0 | 0 | 0 | 0
2037 | [5 empty] | 0 | 0 | 0 | 0 | 0
2038 | [5 empty] | 0 | 0 | 0 | 0 | 0
2039 | [5 empty] | 0 | 0 | 0 | 0 | 0
2040 | [5 empty] | 0 | 0 | 0 | 0 | 0
2041 | [5 empty] | 0 | 0 | 0 | 0 | 0
2042 | [5 empty] | 0 | 0 | 0 | 0 | 0
2043 | [5 empty] | 0 | 0 | 0 | 0 | 0
2044 | [5 empty] | 0 | 0 | 0 | 0 | 0
2045 | [5 empty] | 0 | 0 | 0 | 0 | 0
2046 | [5 empty] | 0 | 0 | 0 | 0 | 0
2047 | [5 empty] | 0 | 0 | 0 | 0 | 0
2048 | [5 empty] | 0 | 0 | 0 | 0 | 0
2049 | [5 empty] | 0 | 0 | 0 | 0 | 0
2050 | [5 empty] | 0 | 0 | 0 | 0 | 0
2051 | [5 empty] | 0 | 0 | 0 | 0 | 0
2052 | [5 empty] | 0 | 0 | 0 | 0 | 0
2053 | [5 empty] | 0 | 0 | 0 | 0 | 0
2054 | [5 empty] | 0 | 0 | 0 | 0 | 0
2055 | [5 empty] | 0 | 0 | 0 | 0 | 0
2056 | [5 empty] | 0 | 0 | 0 | 0 | 0
2057 | [5 empty] | 0 | 2 | 0 | 0 | 0
2058 | [5 empty] | 0 | 0 | 0 | 0 | 0
2059 | [5 empty] | 0 | 0 | 0 | 0 | 0
2060 | [5 empty] | 0 | 0 | 0 | 0 | 0
2061 | [5 empty] | 0 | 0 | 0 | 0 | 0
2062 | [5 empty] | 0 | 0 | 0 | 0 | 0
2063 | [5 empty] | 0 | 0 | 0 | 0 | 0
2064 | [5 empty] | 0 | 0 | 0 | 0 | 0
2065 | [5 empty] | 0 | 0 | 0 | 0 | 0
2066 | [5 empty] | 0 | 0 | 0 | 0 | 0
2067 | [5 empty] | 0 | 0 | 0 | 0 | 0
2068 | [5 empty] | 0 | 0 | 0 | 0 | 0
2069 | [5 empty] | 0 | 0 | 0 | 0 | 0
2070 | [5 empty] | 0 | 0 | 0 | 0 | 0
2071 | [5 empty] | 0 | 0 | 0 | 0 | 0
2072 | [5 empty] | 0 | 0 | 0 | 0 | 0
2073 | [5 empty] | 0 | 0 | 0 | 0 | 0
2074 | [5 empty] | 0 | 0 | 0 | 0 | 0
2075 | [5 empty] | 0 | 0 | 0 | 0 | 0
2076 | [5 empty] | 0 | 0 | 0 | 0 | 0
2077 | [5 empty] | 0 | 0 | 0 | 0 | 0
2078 | [5 empty] | 0 | 0 | 0 | 0 | 0
2079 | [5 empty] | 0 | 0 | 0 | 0 | 0
2080 | [5 empty] | 0 | 0 | 0 | 0 | 0
2081 | [5 empty] | 0 | 0 | 0 | 0 | 0
2082 | [5 empty] | 0 | 0 | 0 | 0 | 0
2083 | [5 empty] | 0 | 0 | 0 | 0 | 0
2084 | [5 empty] | 0 | 0 | 0 | 0 | 0
2085 | [5 empty] | 0 | 0 | 0 | 0 | 0
2086 | [5 empty] | 0 | 0 | 0 | 0 | 0
2087 | [5 empty] | 0 | 0 | 0 | 0 | 0
2088 | [5 empty] | 0 | 0 | 0 | 0 | 0
2089 | [5 empty] | 0 | 0 | 0 | 0 | 0
2090 | [5 empty] | 0 | 0 | 0 | 0 | 0
2091 | [5 empty] | 0 | 0 | 0 | 0 | 0
2092 | [5 empty] | 0 | 0 | 0 | 0 | 0
2093 | [5 empty] | 0 | 0 | 0 | 0 | 0
2094 | [5 empty] | 0 | 0 | 0 | 0 | 0
2095 | [5 empty] | 0 | 0 | 0 | 0 | 0
2096 | [5 empty] | 0 | 0 | 0 | 0 | 0
2097 | [5 empty] | 0 | 0 | 0 | 0 | 0
2098 | [5 empty] | 0 | 0 | 0 | 0 | 0
2099 | [5 empty] | 0 | 0 | 0 | 0 | 0
2100 | [5 empty] | 0 | 0 | 0 | 0 | 0
2101 | [5 empty] | 0 | 0 | 0 | 0 | 0
2102 | [5 empty] | 0 | 0 | 0 | 0 | 0
2103 | [5 empty] | 0 | 0 | 0 | 0 | 0
2104 | [5 empty] | 0 | 0 | 0 | 0 | 0
2105 | [5 empty] | 0 | 0 | 0 | 0 | 0
2106 | [5 empty] | 0 | 0 | 0 | 0 | 0
2107 | [5 empty] | 0 | 0 | 0 | 0 | 0
2108 | [5 empty] | 0 | 0 | 0 | 0 | 0
2109 | [5 empty] | 0 | 0 | 0 | 0 | 0
2110 | [5 empty] | 0 | 0 | 0 | 0 | 0
2111 | [5 empty] | 0 | 0 | 0 | 0 | 0
2112 | [5 empty] | 0 | 0 | 0 | 0 | 0
2113 | [5 empty] | 0 | 0 | 0 | 0 | 0
2114 | [5 empty] | 0 | 0 | 0 | 0 | 0
2115 | [5 empty] | 0 | 0 | 0 | 0 | 0
2116 | [5 empty] | 0 | 0 | 0 | 0 | 0
2117 | [5 empty] | 0 | 0 | 0 | 0 | 0
2118 | [5 empty] | 0 | 0 | 0 | 0 | 0
2119 | [5 empty] | 0 | 0 | 0 | 0 | 0
2120 | [5 empty] | 0 | 0 | 0 | 0 | 0
2121 | [5 empty] | 0 | 0 | 0 | 0 | 0
2122 | [5 empty] | 0 | 0 | 0 | 0 | 0
2123 | [5 empty] | 0 | 0 | 0 | 0 | 0
2124 | [5 empty] | 0 | 0 | 0 | 0 | 0
2125 | [5 empty] | 0 | 0 | 0 | 0 | 0
2126 | [5 empty] | 0 | 0 | 0 | 0 | 0
2127 | [5 empty] | 0 | 0 | 0 | 0 | 0
2128 | [5 empty] | 0 | 0 | 0 | 0 | 0
2129 | [5 empty] | 0 | 0 | 0 | 0 | 0
2130 | [5 empty] | 0 | 0 | 0 | 0 | 0
2131 | [5 empty] | 0 | 0 | 0 | 0 | 0
2132 | [5 empty] | 0 | 0 | 0 | 0 | 0
2133 | [5 empty] | 0 | 0 | 0 | 2 | 0
2134 | [5 empty] | 0 | 0 | 0 | 0 | 0
2135 | [5 empty] | 0 | 0 | 0 | 0 | 0
2136 | [5 empty] | 0 | 0 | 0 | 0 | 0
2137 | [5 empty] | 0 | 0 | 0 | 0 | 0
2138 | [5 empty] | 0 | 0 | 0 | 0 | 0
2139 | [5 empty] | 0 | 0 | 0 | 0 | 0
2140 | [5 empty] | 0 | 0 | 0 | 0 | 0
2141 | [5 empty] | 0 | 0 | 0 | 0 | 0
2142 | [5 empty] | 0 | 0 | 0 | 0 | 0
2143 | [5 empty] | 0 | 0 | 0 | 0 | 0
2144 | [5 empty] | 0 | 0 | 0 | 0 | 0
2145 | [5 empty] | 0 | 0 | 0 | 0 | 0
2146 | [5 empty] | 0 | 0 | 0 | 0 | 0
2147 | [5 empty] | 0 | 0 | 0 | 0 | 0
2148 | [5 empty] | 0 | 0 | 0 | 2 | 0
2149 | [5 empty] | 0 | 0 | 0 | 0 | 0
2150 | [5 empty] | 0 | 0 | 0 | 0 | 0
2151 | [5 empty] | 0 | 0 | 0 | 0 | 0
2152 | [5 empty] | 0 | 0 | 0 | 0 | 0
2153 | [5 empty] | 0 | 0 | 0 | 0 | 0
2154 | [5 empty] | 0 | 0 | 0 | 0 | 0
2155 | [5 empty] | 0 | 0 | 0 | 0 | 0
2156 | [5 empty] | 0 | 0 | 2 | 3 | 0
2157 | [5 empty] | 0 | 0 | 0 | 2 | 0
2158 | [5 empty] | 0 | 0 | 0 | 0 | 0
2159 | [5 empty] | 0 | 0 | 4 | 0 | 0
2160 | [5 empty] | 0 | 0 | 0 | 0 | 0
2161 | [5 empty] | 0 | 0 | 0 | 0 | 0
2162 | [5 empty] | 0 | 0 | 0 | 0 | 0
2163 | [5 empty] | 0 | 0 | 0 | 0 | 0
2164 | [5 empty] | 0 | 0 | 0 | 0 | 0
2165 | [5 empty] | 0 | 0 | 0 | 0 | 0
2166 | [5 empty] | 0 | 0 | 0 | 0 | 0
2167 | [5 empty] | 0 | 0 | 0 | 0 | 0
2168 | [5 empty] | 0 | 0 | 0 | 0 | 0
2169 | [5 empty] | 0 | 0 | 0 | 2 | 0
2170 | [5 empty] | 0 | 0 | 0 | 0 | 0
2171 | [5 empty] | 0 | 0 | 0 | 0 | 0
2172 | [5 empty] | 0 | 0 | 0 | 0 | 0
2173 | [5 empty] | 0 | 0 | 0 | 0 | 0
2174 | [5 empty] | 0 | 0 | 0 | 0 | 0
2175 | [5 empty] | 0 | 0 | 0 | 0 | 0
2176 | [5 empty] | 0 | 0 | 0 | 0 | 0
2177 | [5 empty] | 0 | 0 | 0 | 0 | 0
2178 | [5 empty] | 0 | 0 | 0 | 0 | 0
2179 | [5 empty] | 0 | 0 | 0 | 0 | 0
2180 | [5 empty] | 0 | 0 | 0 | 0 | 0
2181 | [5 empty] | 0 | 0 | 0 | 0 | 0
2182 | [5 empty] | 0 | 0 | 0 | 0 | 0
2183 | [5 empty] | 0 | 0 | 0 | 0 | 0
2184 | [5 empty] | 0 | 0 | 0 | 0 | 0
2185 | [5 empty] | 0 | 0 | 0 | 0 | 0
2186 | [5 empty] | 0 | 0 | 0 | 0 | 0
2187 | [5 empty] | 0 | 0 | 0 | 0 | 0
2188 | [5 empty] | 0 | 0 | 0 | 0 | 0
2189 | [5 empty] | 0 | 0 | 0 | 0 | 0
2190 | [5 empty] | 0 | 0 | 0 | 0 | 0
2191 | [5 empty] | 0 | 0 | 0 | 0 | 0
2192 | [5 empty] | 0 | 0 | 0 | 0 | 0
2193 | [5 empty] | 0 | 0 | 0 | 0 | 0
2194 | [5 empty] | 0 | 0 | 0 | 0 | 0
2195 | [5 empty] | 0 | 0 | 0 | 0 | 0
2196 | [5 empty] | 0 | 0 | 0 | 0 | 0
2197 | [5 empty] | 0 | 0 | 0 | 0 | 0
2198 | [5 empty] | 0 | 0 | 0 | 0 | 0
2199 | [5 empty] | 0 | 0 | 0 | 0 | 0
2200 | [5 empty] | 0 | 0 | 0 | 0 | 0
2201 | [5 empty] | 0 | 0 | 0 | 0 | 0
2202 | [5 empty] | 0 | 0 | 0 | 0 | 0
2203 | [5 empty] | 0 | 0 | 0 | 0 | 0
2204 | [5 empty] | 0 | 0 | 0 | 0 | 0
2205 | [5 empty] | 0 | 0 | 0 | 0 | 0
2206 | [5 empty] | 0 | 0 | 0 | 0 | 0
2207 | [5 empty] | 0 | 0 | 0 | 0 | 0
2208 | [5 empty] | 0 | 0 | 0 | 0 | 0
2209 | [5 empty] | 0 | 0 | 0 | 0 | 0
2210 | [5 empty] | 0 | 0 | 0 | 0 | 0
2211 | [5 empty] | 0 | 0 | 0 | 0 | 0
2212 | [5 empty] | 0 | 0 | 0 | 0 | 0
2213 | [5 empty] | 0 | 0 | 0 | 0 | 0
2214 | [5 empty] | 0 | 0 | 0 | 0 | 0
2215 | [5 empty] | 0 | 0 | 0 | 0 | 0
2216 | [5 empty] | 0 | 0 | 0 | 0 | 0
2217 | [5 empty] | 0 | 0 | 0 | 0 | 0
2218 | [5 empty] | 0 | 0 | 0 | 0 | 0
2219 | [5 empty] | 0 | 0 | 0 | 0 | 0
2220 | [5 empty] | 0 | 0 | 0 | 0 | 0
2221 | [5 empty] | 0 | 0 | 0 | 0 | 0
2222 | [5 empty] | 0 | 0 | 0 | 0 | 0
2223 | [5 empty] | 0 | 0 | 0 | 0 | 0
2224 | [5 empty] | 0 | 0 | 0 | 0 | 0
2225 | [5 empty] | 0 | 0 | 0 | 0 | 0
2226 | [5 empty] | 0 | 0 | 0 | 0 | 0
2227 | [5 empty] | 0 | 0 | 0 | 0 | 0
2228 | [5 empty] | 0 | 0 | 0 | 0 | 0
2229 | [5 empty] | 0 | 0 | 0 | 0 | 0
2230 | [5 empty] | 0 | 0 | 0 | 0 | 0
2231 | [5 empty] | 0 | 0 | 0 | 0 | 0
2232 | [5 empty] | 0 | 0 | 0 | 0 | 0
2233 | [5 empty] | 0 | 0 | 0 | 0 | 0
2234 | [5 empty] | 0 | 0 | 0 | 0 | 0
2235 | [5 empty] | 0 | 0 | 0 | 0 | 0
2236 | [5 empty] | 0 | 0 | 0 | 0 | 0
2237 | [5 empty] | 0 | 0 | 0 | 0 | 0
2238 | [5 empty] | 0 | 0 | 0 | 0 | 0
2239 | [5 empty] | 0 | 0 | 0 | 0 | 0
2240 | [5 empty] | 0 | 0 | 0 | 0 | 0
2241 | [5 empty] | 0 | 0 | 0 | 0 | 0
2242 | [5 empty] | 0 | 0 | 0 | 0 | 0
2243 | [5 empty] | 0 | 0 | 0 | 0 | 0
2244 | [5 empty] | 0 | 0 | 0 | 0 | 0
2245 | [5 empty] | 0 | 0 | 0 | 0 | 0
2246 | [5 empty] | 0 | 0 | 0 | 0 | 0
2247 | [5 empty] | 0 | 0 | 0 | 0 | 0
2248 | [5 empty] | 0 | 0 | 0 | 0 | 0
2249 | [5 empty] | 0 | 0 | 0 | 0 | 0
2250 | [5 empty] | 0 | 0 | 0 | 0 | 0
2251 | [5 empty] | 0 | 0 | 0 | 0 | 0
2252 | [5 empty] | 0 | 0 | 0 | 0 | 0
2253 | [5 empty] | 0 | 0 | 0 | 0 | 0
2254 | [5 empty] | 0 | 0 | 0 | 0 | 0
2255 | [5 empty] | 0 | 0 | 0 | 0 | 0
2256 | [5 empty] | 0 | 0 | 0 | 0 | 0
2257 | [5 empty] | 0 | 0 | 0 | 0 | 0
2258 | [5 empty] | 0 | 0 | 0 | 0 | 0
2259 | [5 empty] | 0 | 0 | 0 | 0 | 0
2260 | [5 empty] | 0 | 0 | 0 | 0 | 0
2261 | [5 empty] | 0 | 0 | 0 | 0 | 0
2262 | [5 empty] | 0 | 0 | 0 | 0 | 0
2263 | [5 empty] | 0 | 0 | 0 | 0 | 0
2264 | [5 empty] | 0 | 0 | 0 | 0 | 0
2265 | [5 empty] | 0 | 0 | 0 | 0 | 0
2266 | [5 empty] | 0 | 0 | 0 | 0 | 0
2267 | [5 empty] | 0 | 0 | 0 | 0 | 0
2268 | [5 empty] | 0 | 0 | 0 | 0 | 0
2269 | [5 empty] | 0 | 0 | 0 | 0 | 0
2270 | [5 empty] | 0 | 0 | 0 | 0 | 0
2271 | [5 empty] | 0 | 0 | 0 | 0 | 0
2272 | [5 empty] | 0 | 0 | 0 | 0 | 0
2273 | [5 empty] | 0 | 0 | 0 | 0 | 0
2274 | [5 empty] | 0 | 0 | 0 | 0 | 0
2275 | [5 empty] | 0 | 0 | 0 | 0 | 0
2276 | [5 empty] | 0 | 0 | 0 | 0 | 0
2277 | [5 empty] | 0 | 0 | 0 | 0 | 0
2278 | [5 empty] | 0 | 0 | 0 | 0 | 0
2279 | [5 empty] | 0 | 0 | 0 | 0 | 0
2280 | [5 empty] | 0 | 0 | 0 | 0 | 0
2281 | [5 empty] | 0 | 0 | 0 | 0 | 0
2282 | [5 empty] | 0 | 0 | 0 | 0 | 0
2283 | [5 empty] | 0 | 0 | 0 | 0 | 0
2284 | [5 empty] | 0 | 0 | 0 | 0 | 0
2285 | [5 empty] | 0 | 0 | 0 | 0 | 0
2286 | [5 empty] | 0 | 0 | 0 | 0 | 0
2287 | [5 empty] | 0 | 0 | 0 | 0 | 0
2288 | [5 empty] | 0 | 0 | 0 | 0 | 0
2289 | [5 empty] | 0 | 0 | 0 | 0 | 0
2290 | [5 empty] | 0 | 0 | 0 | 0 | 0
2291 | [5 empty] | 0 | 0 | 0 | 0 | 0
2292 | [5 empty] | 0 | 0 | 0 | 0 | 0
2293 | [5 empty] | 0 | 0 | 0 | 0 | 0
2294 | [5 empty] | 0 | 0 | 0 | 0 | 0
2295 | [5 empty] | 0 | 0 | 0 | 0 | 0
2296 | [5 empty] | 0 | 0 | 0 | 0 | 0
2297 | [5 empty] | 0 | 0 | 0 | 0 | 0
2298 | [5 empty] | 0 | 0 | 0 | 0 | 0
2299 | [5 empty] | 0 | 0 | 0 | 0 | 0
2300 | [5 empty] | 0 | 0 | 0 | 0 | 0
2301 | [5 empty] | 0 | 0 | 0 | 0 | 0
2302 | [5 empty] | 0 | 0 | 0 | 0 | 0
2303 | [5 empty] | 0 | 0 | 0 | 0 | 0
2304 | [5 empty] | 0 | 0 | 0 | 0 | 0
2305 | [5 empty] | 0 | 0 | 0 | 0 | 0
2306 | [5 empty] | 0 | 0 | 0 | 0 | 0
2307 | [5 empty] | 0 | 0 | 0 | 0 | 0
2308 | [5 empty] | 0 | 0 | 0 | 0 | 0
2309 | [5 empty] | 0 | 0 | 0 | 0 | 0
2310 | [5 empty] | 0 | 0 | 0 | 0 | 0
2311 | [5 empty] | 0 | 0 | 0 | 0 | 0
2312 | [5 empty] | 0 | 0 | 0 | 0 | 0
2313 | [5 empty] | 0 | 0 | 0 | 0 | 0
2314 | [5 empty] | 0 | 0 | 0 | 0 | 0
2315 | [5 empty] | 0 | 0 | 0 | 0 | 0
2316 | [5 empty] | 0 | 0 | 0 | 0 | 0
2317 | [5 empty] | 0 | 0 | 0 | 0 | 0
2318 | [5 empty] | 0 | 0 | 0 | 0 | 0
2319 | [5 empty] | 0 | 0 | 0 | 0 | 0
2320 | [5 empty] | 0 | 0 | 0 | 0 | 0
2321 | [5 empty] | 0 | 0 | 0 | 0 | 0
2322 | [5 empty] | 0 | 0 | 0 | 0 | 0
2323 | [5 empty] | 0 | 0 | 0 | 0 | 0
2324 | [5 empty] | 0 | 0 | 0 | 0 | 0
2325 | [5 empty] | 0 | 0 | 0 | 0 | 0
2326 | [5 empty] | 0 | 0 | 0 | 0 | 0
2327 | [5 empty] | 0 | 0 | 0 | 0 | 0
2328 | [5 empty] | 0 | 0 | 0 | 0 | 0
2329 | [5 empty] | 0 | 0 | 0 | 0 | 0
2330 | [5 empty] | 0 | 0 | 0 | 0 | 0
2331 | [5 empty] | 0 | 0 | 0 | 0 | 0
2332 | [5 empty] | 0 | 0 | 0 | 0 | 0
2333 | [5 empty] | 0 | 0 | 0 | 0 | 0
2334 | [5 empty] | 0 | 0 | 0 | 0 | 0
2335 | [5 empty] | 0 | 0 | 0 | 0 | 0
2336 | [5 empty] | 0 | 0 | 0 | 0 | 0
2337 | [5 empty] | 0 | 0 | 0 | 0 | 0
2338 | [5 empty] | 0 | 0 | 0 | 0 | 0
2339 | [5 empty] | 0 | 0 | 0 | 0 | 0
2340 | [5 empty] | 0 | 0 | 0 | 0 | 0
2341 | [5 empty] | 0 | 0 | 0 | 0 | 0
2342 | [5 empty] | 0 | 0 | 0 | 0 | 0
2343 | [5 empty] | 0 | 0 | 0 | 0 | 0
2344 | [5 empty] | 0 | 0 | 0 | 0 | 0
2345 | [5 empty] | 0 | 0 | 0 | 0 | 0
2346 | [5 empty] | 0 | 0 | 0 | 0 | 0
2347 | [5 empty] | 0 | 0 | 0 | 0 | 0
2348 | [5 empty] | 0 | 0 | 0 | 0 | 0
2349 | [5 empty] | 0 | 0 | 0 | 0 | 0
2350 | [5 empty] | 0 | 0 | 0 | 0 | 0
2351 | [5 empty] | 0 | 0 | 0 | 0 | 0
2352 | [5 empty] | 0 | 0 | 0 | 2 | 0
2353 | [5 empty] | 0 | 0 | 0 | 0 | 0
2354 | [5 empty] | 0 | 0 | 0 | 0 | 0
2355 | [5 empty] | 0 | 0 | 0 | 0 | 0
2356 | [5 empty] | 0 | 0 | 0 | 0 | 0
2357 | [5 empty] | 0 | 0 | 0 | 0 | 0
2358 | [5 empty] | 0 | 0 | 0 | 0 | 0
2359 | [5 empty] | 0 | 0 | 0 | 0 | 0
2360 | [5 empty] | 0 | 0 | 0 | 0 | 0
2361 | [5 empty] | 0 | 0 | 0 | 0 | 0
2362 | [5 empty] | 0 | 0 | 0 | 0 | 0
2363 | [5 empty] | 0 | 0 | 0 | 0 | 0
2364 | [5 empty] | 0 | 0 | 0 | 0 | 0
2365 | [5 empty] | 0 | 0 | 0 | 0 | 0
2366 | [5 empty] | 0 | 0 | 0 | 0 | 0
2367 | [5 empty] | 0 | 0 | 0 | 0 | 0
2368 | [5 empty] | 0 | 0 | 0 | 0 | 0
2369 | [5 empty] | 0 | 0 | 0 | 0 | 0
2370 | [5 empty] | 0 | 0 | 0 | 0 | 0
2371 | [5 empty] | 0 | 0 | 0 | 0 | 0
2372 | [5 empty] | 0 | 0 | 0 | 0 | 0
2373 | [5 empty] | 0 | 0 | 0 | 0 | 0
2374 | [5 empty] | 0 | 0 | 0 | 0 | 0
2375 | [5 empty] | 0 | 0 | 0 | 0 | 0
2376 | [5 empty] | 0 | 0 | 0 | 0 | 0
2377 | [5 empty] | 0 | 0 | 0 | 0 | 0
2378 | [5 empty] | 0 | 0 | 0 | 2 | 0
2379 | [5 empty] | 0 | 0 | 0 | 0 | 0
2380 | [5 empty] | 0 | 0 | 0 | 0 | 0
2381 | [5 empty] | 0 | 0 | 0 | 0 | 0
2382 | [5 empty] | 0 | 0 | 0 | 0 | 0
2383 | [5 empty] | 2 | 0 | 0 | 0 | 0
2384 | [5 empty] | 0 | 0 | 0 | 0 | 0
2385 | [5 empty] | 0 | 0 | 0 | 0 | 0
2386 | [5 empty] | 0 | 0 | 0 | 0 | 0
2387 | [5 empty] | 0 | 0 | 0 | 0 | 0
2388 | [5 empty] | 0 | 0 | 0 | 0 | 0
2389 | [5 empty] | 0 | 0 | 0 | 0 | 0
2390 | [5 empty] | 0 | 0 | 0 | 0 | 0
2391 | [5 empty] | 0 | 0 | 0 | 2 | 0
2392 | [5 empty] | 0 | 0 | 0 | 0 | 0
2393 | [5 empty] | 0 | 0 | 0 | 0 | 0
2394 | [5 empty] | 0 | 0 | 0 | 0 | 0
2395 | [5 empty] | 0 | 0 | 0 | 0 | 0
2396 | [5 empty] | 0 | 0 | 0 | 0 | 0
2397 | [5 empty] | 0 | 0 | 0 | 0 | 0
2398 | [5 empty] | 0 | 0 | 0 | 0 | 0
2399 | [5 empty] | 0 | 0 | 0 | 0 | 0
2400 | [5 empty] | 0 | 0 | 0 | 0 | 0
2401 | [5 empty] | 0 | 0 | 0 | 0 | 0
2402 | [5 empty] | 0 | 0 | 0 | 0 | 0
2403 | [5 empty] | 0 | 0 | 0 | 0 | 0
2404 | [5 empty] | 0 | 0 | 0 | 0 | 0
2405 | [5 empty] | 0 | 0 | 0 | 0 | 0
2406 | [5 empty] | 2 | 0 | 0 | 0 | 0
2407 | [5 empty] | 0 | 0 | 0 | 0 | 0
2408 | [5 empty] | 0 | 0 | 0 | 0 | 0
2409 | [5 empty] | 0 | 0 | 0 | 0 | 0
2410 | [5 empty] | 0 | 0 | 0 | 0 | 0
2411 | [5 empty] | 0 | 0 | 0 | 0 | 0
2412 | [5 empty] | 0 | 0 | 0 | 0 | 0
2413 | [5 empty] | 0 | 0 | 0 | 0 | 0
2414 | [5 empty] | 0 | 0 | 0 | 0 | 3
2415 | [5 empty] | 0 | 0 | 0 | 0 | 2
2416 | [5 empty] | 0 | 0 | 0 | 0 | 0
2417 | [5 empty] | 0 | 0 | 0 | 0 | 0
2418 | [5 empty] | 0 | 0 | 0 | 0 | 1
2419 | [5 empty] | 0 | 0 | 0 | 0 | 0
2420 | [5 empty] | 0 | 0 | 0 | 0 | 0
2421 | [5 empty] | 0 | 0 | 0 | 0 | 0
2422 | [5 empty] | 0 | 0 | 0 | 0 | 1
2423 | [5 empty] | 0 | 0 | 0 | 0 | 0
2424 | [5 empty] | 0 | 0 | 0 | 0 | 0
2425 | [5 empty] | 0 | 0 | 2 | 0 | 0
2426 | [5 empty] | 0 | 2 | 0 | 0 | 0
2427 | [5 empty] | 0 | 0 | 0 | 0 | 1
2428 | [5 empty] | 0 | 0 | 0 | 0 | 0
2429 | [5 empty] | 0 | 0 | 0 | 0 | 0
2430 | [5 empty] | 2 | 0 | 0 | 0 | 0
2431 | [5 empty] | 0 | 0 | 0 | 0 | 0
2432 | [5 empty] | 0 | 0 | 0 | 2 | 0
2433 | [5 empty] | 0 | 0 | 2 | 0 | 1
2434 | [5 empty] | 0 | 0 | 0 | 0 | 0
2435 | [5 empty] | 0 | 0 | 0 | 0 | 0
2436 | [5 empty] | 0 | 0 | 0 | 0 | 0
2437 | [5 empty] | 0 | 0 | 0 | 0 | 0
2438 | [5 empty] | 0 | 0 | 2 | 0 | 0
2439 | [5 empty] | 0 | 0 | 0 | 3 | 0
2440 | [5 empty] | 0 | 0 | 0 | 4 | 0
2441 | [5 empty] | 0 | 0 | 0 | 0 | 0
2442 | [5 empty] | 0 | 0 | 0 | 0 | 0
2443 | [5 empty] | 0 | 0 | 0 | 0 | 0
2444 | [5 empty] | 0 | 0 | 0 | 0 | 1
2445 | [5 empty] | 0 | 0 | 0 | 0 | 0
2446 | [5 empty] | 0 | 0 | 0 | 0 | 0
2447 | [5 empty] | 0 | 0 | 0 | 0 | 0
2448 | [5 empty] | 0 | 0 | 0 | 0 | 0
2449 | [5 empty] | 0 | 0 | 0 | 2 | 0
2450 | [5 empty] | 2 | 0 | 0 | 0 | 0
2451 | [5 empty] | 0 | 0 | 0 | 0 | 0
2452 | [5 empty] | 0 | 0 | 0 | 0 | 0
2453 | [5 empty] | 0 | 0 | 0 | 0 | 0
2454 | [5 empty] | 4 | 0 | 0 | 0 | 0
2455 | [5 empty] | 0 | 0 | 0 | 0 | 0
2456 | [5 empty] | 0 | 0 | 0 | 0 | 0
2457 | [5 empty] | 0 | 0 | 0 | 0 | 0
2458 | [5 empty] | 0 | 0 | 0 | 0 | 0
2459 | [5 empty] | 0 | 0 | 0 | 0 | 0
2460 | [5 empty] | 0 | 0 | 0 | 0 | 0
2461 | [5 empty] | 0 | 0 | 0 | 0 | 0
2462 | [5 empty] | 0 | 0 | 0 | 0 | 0
2463 | [5 empty] | 0 | 0 | 0 | 0 | 0
2464 | [5 empty] | 0 | 0 | 0 | 0 | 1
2465 | [5 empty] | 0 | 0 | 0 | 0 | 0
2466 | [5 empty] | 0 | 0 | 0 | 0 | 0
2467 | [5 empty] | 0 | 0 | 2 | 0 | 0
2468 | [5 empty] | 0 | 0 | 0 | 0 | 0
2469 | [5 empty] | 0 | 0 | 0 | 0 | 0
2470 | [5 empty] | 0 | 0 | 0 | 0 | 0
2471 | [5 empty] | 0 | 0 | 0 | 0 | 0
2472 | [5 empty] | 0 | 0 | 0 | 0 | 0
2473 | [5 empty] | 0 | 0 | 0 | 0 | 0
2474 | [5 empty] | 0 | 0 | 0 | 0 | 0
2475 | [5 empty] | 0 | 0 | 0 | 0 | 0
2476 | [5 empty] | 0 | 0 | 0 | 0 | 0
2477 | [5 empty] | 0 | 0 | 0 | 0 | 0
2478 | [5 empty] | 2 | 0 | 0 | 0 | 0
2479 | [5 empty] | 0 | 2 | 0 | 0 | 0
2480 | [5 empty] | 0 | 0 | 0 | 0 | 0
2481 | [5 empty] | 0 | 0 | 0 | 0 | 0
2482 | [5 empty] | 0 | 0 | 0 | 0 | 0
2483 | [5 empty] | 0 | 0 | 0 | 0 | 0
2484 | [5 empty] | 0 | 0 | 0 | 0 | 0
2485 | [5 empty] | 0 | 0 | 0 | 0 | 3
2486 | [5 empty] | 0 | 0 | 0 | 0 | 3
2487 | [5 empty] | 0 | 0 | 0 | 0 | 3
2488 | [5 empty] | 0 | 0 | 0 | 0 | 3
2489 | [5 empty] | 0 | 0 | 0 | 0 | 3
2490 | [5 empty] | 0 | 0 | 0 | 0 | 3
2491 | [5 empty] | 0 | 0 | 0 | 0 | 3
2492 | [5 empty] | 0 | 0 | 0 | 0 | 0
2493 | [5 empty] | 0 | 0 | 0 | 0 | 0
2494 | [5 empty] | 0 | 0 | 0 | 0 | 0
2495 | [5 empty] | 0 | 0 | 0 | 0 | 0
2496 | [5 empty] | 0 | 0 | 0 | 0 | 0
2497 | [5 empty] | 0 | 0 | 0 | 0 | 0
2498 | [5 empty] | 0 | 0 | 0 | 0 | 0
2499 | [5 empty] | 0 | 0 | 0 | 0 | 0
2500 | [5 empty] | 0 | 0 | 0 | 0 | 0
2501 | [5 empty] | 0 | 2 | 0 | 0 | 0
2502 | [5 empty] | 0 | 0 | 0 | 0 | 0
2503 | [5 empty] | 0 | 0 | 0 | 0 | 0
2504 | [5 empty] | 0 | 0 | 0 | 0 | 0
2505 | [5 empty] | 0 | 0 | 0 | 0 | 0
2506 | [5 empty] | 0 | 0 | 0 | 0 | 0
2507 | [5 empty] | 0 | 0 | 0 | 0 | 0
2508 | [5 empty] | 0 | 0 | 0 | 0 | 0
2509 | [5 empty] | 0 | 0 | 0 | 0 | 0
2510 | [5 empty] | 0 | 0 | 3 | 0 | 0
2511 | [5 empty] | 0 | 0 | 4 | 0 | 0
2512 | [5 empty] | 0 | 0 | 0 | 0 | 0
2513 | [5 empty] | 0 | 0 | 0 | 0 | 0
2514 | [5 empty] | 0 | 0 | 0 | 0 | 0
2515 | [5 empty] | 0 | 0 | 0 | 0 | 0
2516 | [5 empty] | 0 | 0 | 0 | 0 | 0
2517 | [5 empty] | 0 | 0 | 0 | 0 | 0
2518 | [5 empty] | 0 | 0 | 0 | 0 | 0
2519 | [5 empty] | 0 | 0 | 0 | 0 | 0
2520 | [5 empty] | 0 | 0 | 0 | 0 | 0
2521 | [5 empty] | 0 | 0 | 0 | 0 | 0
2522 | [5 empty] | 0 | 0 | 0 | 0 | 0
2523 | [5 empty] | 0 | 0 | 0 | 0 | 0
2524 | [5 empty] | 0 | 2 | 2 | 0 | 0
2525 | [5 empty] | 0 | 0 | 0 | 0 | 0
2526 | [5 empty] | 0 | 0 | 0 | 0 | 0
2527 | [5 empty] | 0 | 0 | 0 | 0 | 0
2528 | [5 empty] | 0 | 0 | 0 | 0 | 0
2529 | [5 empty] | 0 | 0 | 0 | 0 | 0
2530 | [5 empty] | 0 | 0 | 0 | 0 | 0
2531 | [5 empty] | 0 | 0 | 0 | 0 | 0
2532 | [5 empty] | 0 | 0 | 0 | 0 | 0
2533 | [5 empty] | 0 | 0 | 0 | 0 | 0
2534 | [5 empty] | 0 | 0 | 0 | 0 | 0
2535 | [5 empty] | 0 | 0 | 0 | 0 | 0
2536 | [5 empty] | 0 | 0 | 0 | 0 | 0
2537 | [5 empty] | 0 | 0 | 0 | 0 | 0
2538 | [5 empty] | 0 | 0 | 0 | 0 | 0
2539 | [5 empty] | 0 | 0 | 0 | 0 | 0
2540 | [5 empty] | 0 | 0 | 0 | 0 | 0
2541 | [5 empty] | 0 | 0 | 0 | 0 | 0
2542 | [5 empty] | 0 | 0 | 0 | 0 | 0
2543 | [5 empty] | 0 | 0 | 0 | 0 | 0
2544 | [5 empty] | 0 | 0 | 0 | 0 | 0
2545 | [5 empty] | 0 | 0 | 0 | 0 | 0
2546 | [5 empty] | 0 | 3 | 0 | 0 | 3
2547 | [5 empty] | 0 | 0 | 0 | 0 | 2
2548 | [5 empty] | 0 | 0 | 0 | 0 | 0
2549 | [5 empty] | 0 | 0 | 0 | 0 | 0
2550 | [5 empty] | 0 | 0 | 0 | 0 | 0
2551 | [5 empty] | 0 | 0 | 0 | 0 | 0
2552 | [5 empty] | 0 | 0 | 0 | 0 | 0
2553 | [5 empty] | 0 | 0 | 0 | 0 | 0
2554 | [5 empty] | 0 | 0 | 0 | 0 | 0
2555 | [5 empty] | 0 | 0 | 0 | 0 | 0
2556 | [5 empty] | 0 | 0 | 0 | 0 | 0
2557 | [5 empty] | 0 | 0 | 0 | 0 | 0
2558 | [5 empty] | 0 | 0 | 0 | 0 | 0
2559 | [5 empty] | 0 | 0 | 0 | 0 | 0
2560 | [5 empty] | 0 | 0 | 0 | 0 | 0
2561 | [5 empty] | 0 | 0 | 0 | 0 | 0
2562 | [5 empty] | 0 | 0 | 0 | 0 | 0
2563 | [5 empty] | 0 | 0 | 0 | 0 | 0
2564 | [5 empty] | 0 | 0 | 0 | 0 | 0
2565 | [5 empty] | 0 | 0 | 0 | 0 | 0
2566 | [5 empty] | 0 | 0 | 0 | 0 | 0
2567 | [5 empty] | 0 | 0 | 0 | 0 | 1
2568 | [5 empty] | 0 | 0 | 0 | 0 | 0
2569 | [5 empty] | 0 | 0 | 0 | 0 | 0
2570 | [5 empty] | 0 | 0 | 0 | 0 | 0
2571 | [5 empty] | 0 | 0 | 0 | 0 | 0
2572 | [5 empty] | 0 | 0 | 0 | 0 | 0
2573 | [5 empty] | 0 | 0 | 0 | 0 | 0
2574 | [5 empty] | 0 | 0 | 0 | 0 | 0
2575 | [5 empty] | 0 | 0 | 0 | 0 | 0
2576 | [5 empty] | 0 | 0 | 0 | 0 | 0
2577 | [5 empty] | 0 | 0 | 0 | 0 | 0
2578 | [5 empty] | 0 | 0 | 0 | 0 | 0
2579 | [5 empty] | 0 | 0 | 0 | 0 | 0
2580 | [5 empty] | 0 | 0 | 0 | 0 | 0
2581 | [5 empty] | 0 | 0 | 0 | 0 | 0
2582 | [5 empty] | 0 | 0 | 0 | 0 | 0
2583 | [5 empty] | 0 | 0 | 0 | 0 | 0
2584 | [5 empty] | 0 | 0 | 0 | 0 | 0
2585 | [5 empty] | 0 | 0 | 0 | 0 | 0
2586 | [5 empty] | 0 | 0 | 0 | 0 | 0
2587 | [5 empty] | 0 | 0 | 0 | 0 | 0
2588 | [5 empty] | 0 | 0 | 0 | 0 | 0
2589 | [5 empty] | 0 | 0 | 0 | 0 | 0
2590 | [5 empty] | 0 | 0 | 0 | 0 | 0
2591 | [5 empty] | 0 | 0 | 0 | 0 | 0
2592 | [5 empty] | 0 | 0 | 0 | 0 | 0
2593 | [5 empty] | 0 | 0 | 0 | 0 | 0
2594 | [5 empty] | 0 | 0 | 0 | 0 | 0
2595 | [5 empty] | 0 | 0 | 0 | 0 | 0
2596 | [5 empty] | 0 | 0 | 0 | 0 | 0
2597 | [5 empty] | 0 | 0 | 0 | 0 | 0
2598 | [5 empty] | 0 | 0 | 0 | 0 | 0
2599 | [5 empty] | 0 | 0 | 0 | 0 | 0
2600 | [5 empty] | 0 | 0 | 0 | 0 | 0
2601 | [5 empty] | 0 | 0 | 0 | 0 | 0
2602 | [5 empty] | 0 | 0 | 0 | 0 | 0
2603 | [5 empty] | 0 | 0 | 0 | 0 | 0
2604 | [5 empty] | 0 | 0 | 0 | 0 | 0
2605 | [5 empty] | 0 | 0 | 0 | 0 | 0
2606 | [5 empty] | 0 | 0 | 0 | 0 | 0
2607 | [5 empty] | 0 | 0 | 0 | 0 | 0
2608 | [5 empty] | 0 | 0 | 0 | 0 | 0
2609 | [5 empty] | 0 | 0 | 0 | 0 | 0
2610 | [5 empty] | 0 | 0 | 0 | 0 | 0
2611 | [5 empty] | 0 | 0 | 0 | 0 | 0
2612 | [5 empty] | 0 | 0 | 0 | 0 | 0
2613 | [5 empty] | 0 | 0 | 0 | 0 | 0
2614 | [5 empty] | 0 | 0 | 0 | 0 | 0
2615 | [5 empty] | 0 | 0 | 0 | 0 | 0
2616 | [5 empty] | 0 | 0 | 0 | 0 | 0
2617 | [5 empty] | 0 | 0 | 0 | 0 | 0
2618 | [5 empty] | 0 | 0 | 0 | 0 | 0
2619 | [5 empty] | 0 | 0 | 0 | 0 | 0
2620 | [5 empty] | 0 | 0 | 0 | 0 | 0
2621 | [5 empty] | 0 | 0 | 0 | 0 | 0
2622 | [5 empty] | 0 | 0 | 0 | 0 | 0
2623 | [5 empty] | 0 | 0 | 0 | 0 | 0
2624 | [5 empty] | 0 | 0 | 0 | 0 | 0
2625 | [5 empty] | 0 | 0 | 0 | 0 | 0
2626 | [5 empty] | 0 | 0 | 0 | 0 | 0
2627 | [5 empty] | 0 | 0 | 0 | 0 | 0
2628 | [5 empty] | 0 | 0 | 0 | 0 | 0
2629 | [5 empty] | 0 | 0 | 0 | 0 | 0
2630 | [5 empty] | 0 | 0 | 0 | 0 | 0
2631 | [5 empty] | 0 | 0 | 0 | 0 | 0
2632 | [5 empty] | 0 | 0 | 0 | 0 | 0
2633 | [5 empty] | 0 | 0 | 0 | 0 | 0
2634 | [5 empty] | 0 | 0 | 0 | 0 | 0
2635 | [5 empty] | 0 | 0 | 0 | 0 | 0
2636 | [5 empty] | 0 | 0 | 0 | 0 | 0
2637 | [5 empty] | 0 | 0 | 0 | 0 | 0
2638 | [5 empty] | 0 | 0 | 0 | 0 | 0
2639 | [5 empty] | 0 | 0 | 0 | 0 | 0
2640 | [5 empty] | 0 | 0 | 0 | 0 | 0
2641 | [5 empty] | 0 | 0 | 0 | 0 | 0
2642 | [5 empty] | 0 | 0 | 0 | 0 | 0
2643 | [5 empty] | 0 | 0 | 0 | 0 | 0
2644 | [5 empty] | 0 | 0 | 0 | 0 | 0
2645 | [5 empty] | 0 | 0 | 0 | 0 | 0
2646 | [5 empty] | 0 | 0 | 0 | 0 | 0
2647 | [5 empty] | 0 | 0 | 0 | 0 | 0
2648 | [5 empty] | 0 | 0 | 0 | 0 | 0
2649 | [5 empty] | 0 | 0 | 0 | 0 | 0
2650 | [5 empty] | 0 | 0 | 0 | 0 | 0
2651 | [5 empty] | 0 | 0 | 0 | 0 | 0
2652 | [5 empty] | 0 | 0 | 0 | 0 | 0
2653 | [5 empty] | 0 | 0 | 0 | 0 | 0
2654 | [5 empty] | 0 | 0 | 0 | 0 | 0
2655 | [5 empty] | 0 | 0 | 0 | 0 | 0
2656 | [5 empty] | 0 | 0 | 0 | 0 | 0
2657 | [5 empty] | 0 | 0 | 0 | 0 | 0
2658 | [5 empty] | 0 | 0 | 0 | 0 | 0
2659 | [5 empty] | 0 | 0 | 0 | 0 | 0
2660 | [5 empty] | 0 | 0 | 0 | 0 | 0
2661 | [5 empty] | 0 | 0 | 0 | 0 | 0
2662 | [5 empty] | 0 | 0 | 0 | 0 | 0
2663 | [5 empty] | 0 | 0 | 0 | 0 | 0
2664 | [5 empty] | 0 | 0 | 0 | 0 | 0
2665 | [5 empty] | 0 | 0 | 0 | 0 | 0
2666 | [5 empty] | 0 | 0 | 0 | 0 | 0
2667 | [5 empty] | 0 | 0 | 0 | 0 | 0
2668 | [5 empty] | 0 | 0 | 0 | 0 | 0
2669 | [5 empty] | 0 | 0 | 0 | 0 | 0
2670 | [5 empty] | 0 | 0 | 0 | 0 | 0
2671 | [5 empty] | 0 | 0 | 0 | 0 | 0
2672 | [5 empty] | 0 | 0 | 0 | 0 | 0
2673 | [5 empty] | 0 | 0 | 0 | 0 | 0
2674 | [5 empty] | 0 | 0 | 0 | 0 | 0
2675 | [5 empty] | 0 | 0 | 0 | 0 | 0
2676 | [5 empty] | 0 | 0 | 0 | 0 | 0
2677 | [5 empty] | 0 | 0 | 0 | 0 | 0
2678 | [5 empty] | 0 | 0 | 0 | 0 | 0
2679 | [5 empty] | 0 | 0 | 0 | 0 | 0
2680 | [5 empty] | 0 | 0 | 0 | 0 | 0
2681 | [5 empty] | 0 | 0 | 0 | 0 | 0
2682 | [5 empty] | 0 | 0 | 0 | 0 | 0
2683 | [5 empty] | 0 | 0 | 0 | 0 | 0
2684 | [5 empty] | 0 | 0 | 0 | 0 | 0
2685 | [5 empty] | 0 | 0 | 0 | 0 | 0
2686 | [5 empty] | 0 | 0 | 0 | 0 | 0
2687 | [5 empty] | 0 | 0 | 0 | 0 | 0
2688 | [5 empty] | 0 | 0 | 0 | 0 | 0
2689 | [5 empty] | 0 | 0 | 0 | 0 | 0
2690 | [5 empty] | 0 | 0 | 0 | 0 | 0
2691 | [5 empty] | 0 | 0 | 0 | 0 | 0
2692 | [5 empty] | 0 | 0 | 0 | 0 | 0
2693 | [5 empty] | 0 | 0 | 0 | 0 | 0
2694 | [5 empty] | 0 | 0 | 0 | 0 | 0
2695 | [5 empty] | 0 | 0 | 0 | 0 | 0
2696 | [5 empty] | 0 | 0 | 0 | 0 | 0
2697 | [5 empty] | 0 | 0 | 0 | 0 | 0
2698 | [5 empty] | 0 | 0 | 0 | 0 | 0
2699 | [5 empty] | 0 | 0 | 0 | 0 | 0
2700 | [5 empty] | 0 | 0 | 0 | 0 | 0
2701 | [5 empty] | 0 | 0 | 0 | 0 | 0
2702 | [5 empty] | 0 | 0 | 0 | 0 | 0
2703 | [5 empty] | 0 | 0 | 0 | 0 | 0
2704 | [5 empty] | 0 | 0 | 0 | 0 | 0
2705 | [5 empty] | 0 | 0 | 0 | 0 | 0
2706 | [5 empty] | 0 | 0 | 0 | 0 | 0
2707 | [5 empty] | 0 | 0 | 0 | 0 | 0
2708 | [5 empty] | 0 | 0 | 0 | 0 | 0
2709 | [5 empty] | 0 | 0 | 0 | 0 | 0
2710 | [5 empty] | 0 | 0 | 0 | 0 | 0
2711 | [5 empty] | 0 | 0 | 0 | 0 | 0
2712 | [5 empty] | 0 | 0 | 0 | 0 | 0
2713 | [5 empty] | 0 | 0 | 0 | 0 | 0
2714 | [5 empty] | 0 | 0 | 0 | 0 | 0
2715 | [5 empty] | 0 | 0 | 0 | 0 | 0
2716 | [5 empty] | 0 | 0 | 0 | 0 | 0
2717 | [5 empty] | 0 | 0 | 0 | 0 | 0
2718 | [5 empty] | 0 | 0 | 0 | 0 | 0
2719 | [5 empty] | 0 | 0 | 0 | 0 | 0
2720 | [5 empty] | 0 | 0 | 0 | 0 | 0
2721 | [5 empty] | 0 | 0 | 0 | 0 | 0
2722 | [5 empty] | 0 | 0 | 0 | 0 | 0
2723 | [5 empty] | 0 | 0 | 0 | 0 | 0
2724 | [5 empty] | 0 | 0 | 0 | 0 | 0
2725 | [5 empty] | 0 | 0 | 0 | 0 | 0
2726 | [5 empty] | 0 | 0 | 0 | 0 | 0
2727 | [5 empty] | 0 | 0 | 0 | 0 | 0
2728 | [5 empty] | 0 | 0 | 0 | 0 | 0
2729 | [5 empty] | 0 | 0 | 0 | 0 | 0
2730 | [5 empty] | 0 | 0 | 0 | 0 | 0
2731 | [5 empty] | 0 | 0 | 0 | 0 | 0
2732 | [5 empty] | 0 | 0 | 0 | 0 | 0
2733 | [5 empty] | 0 | 0 | 0 | 0 | 0
2734 | [5 empty] | 0 | 0 | 0 | 0 | 0
2735 | [5 empty] | 0 | 0 | 0 | 0 | 0
2736 | [5 empty] | 0 | 0 | 0 | 0 | 0
2737 | [5 empty] | 0 | 0 | 0 | 0 | 0
2738 | [5 empty] | 0 | 0 | 0 | 0 | 0
2739 | [5 empty] | 0 | 0 | 0 | 0 | 0
2740 | [5 empty] | 0 | 0 | 0 | 0 | 0
2741 | [5 empty] | 0 | 0 | 0 | 0 | 0
2742 | [5 empty] | 0 | 0 | 0 | 0 | 0
2743 | [5 empty] | 0 | 0 | 0 | 0 | 0
2744 | [5 empty] | 0 | 0 | 0 | 0 | 0
2745 | [5 empty] | 0 | 0 | 0 | 0 | 0
2746 | [5 empty] | 0 | 0 | 0 | 0 | 0
2747 | [5 empty] | 0 | 0 | 0 | 0 | 0
2748 | [5 empty] | 0 | 0 | 0 | 0 | 0
2749 | [5 empty] | 0 | 0 | 0 | 0 | 0
2750 | [5 empty] | 0 | 0 | 0 | 0 | 0
2751 | [5 empty] | 0 | 0 | 0 | 0 | 0
2752 | [5 empty] | 0 | 0 | 0 | 0 | 0
2753 | [5 empty] | 0 | 0 | 0 | 0 | 0
2754 | [5 empty] | 0 | 0 | 0 | 0 | 0
2755 | [5 empty] | 0 | 0 | 0 | 0 | 0
2756 | [5 empty] | 0 | 0 | 0 | 0 | 0
2757 | [5 empty] | 0 | 0 | 0 | 0 | 0
2758 | [5 empty] | 0 | 0 | 0 | 0 | 0
2759 | [5 empty] | 0 | 0 | 0 | 0 | 0
2760 | [5 empty] | 0 | 0 | 0 | 0 | 0
2761 | [5 empty] | 0 | 0 | 0 | 0 | 0
2762 | [5 empty] | 0 | 0 | 0 | 0 | 0
2763 | [5 empty] | 0 | 0 | 0 | 0 | 0
2764 | [5 empty] | 0 | 0 | 0 | 0 | 0
2765 | [5 empty] | 0 | 0 | 0 | 0 | 0
2766 | [5 empty] | 0 | 0 | 0 | 0 | 0
2767 | [5 empty] | 0 | 0 | 0 | 0 | 0
2768 | [5 empty] | 0 | 0 | 0 | 0 | 0
2769 | [5 empty] | 0 | 0 | 0 | 0 | 0
2770 | [5 empty] | 0 | 0 | 0 | 0 | 0
2771 | [5 empty] | 0 | 0 | 0 | 0 | 0
2772 | [5 empty] | 0 | 0 | 0 | 0 | 0
2773 | [5 empty] | 0 | 0 | 0 | 0 | 0
2774 | [5 empty] | 0 | 0 | 0 | 0 | 0
2775 | [5 empty] | 0 | 0 | 0 | 0 | 0
2776 | [5 empty] | 0 | 0 | 0 | 0 | 0
2777 | [5 empty] | 0 | 0 | 0 | 0 | 0
2778 | [5 empty] | 0 | 0 | 0 | 0 | 0
2779 | [5 empty] | 0 | 0 | 0 | 0 | 0
2780 | [5 empty] | 0 | 0 | 0 | 0 | 0
2781 | [5 empty] | 0 | 0 | 0 | 0 | 0
2782 | [5 empty] | 0 | 0 | 0 | 0 | 0
2783 | [5 empty] | 0 | 0 | 0 | 0 | 0
2784 | [5 empty] | 0 | 0 | 0 | 0 | 0
2785 | [5 empty] | 0 | 0 | 0 | 0 | 0
2786 | [5 empty] | 0 | 0 | 0 | 0 | 0
2787 | [5 empty] | 0 | 0 | 0 | 0 | 0
2788 | [5 empty] | 0 | 0 | 0 | 0 | 0
2789 | [5 empty] | 0 | 0 | 0 | 0 | 0
2790 | [5 empty] | 0 | 0 | 0 | 0 | 0
2791 | [5 empty] | 0 | 0 | 0 | 0 | 0
2792 | [5 empty] | 0 | 0 | 0 | 0 | 0
2793 | [5 empty] | 0 | 0 | 0 | 0 | 0
2794 | [5 empty] | 0 | 0 | 0 | 0 | 0
2795 | [5 empty] | 0 | 0 | 0 | 0 | 0
2796 | [5 empty] | 0 | 0 | 0 | 0 | 0
2797 | [5 empty] | 0 | 0 | 0 | 0 | 0
2798 | [5 empty] | 0 | 0 | 0 | 0 | 0
2799 | [5 empty] | 0 | 0 | 0 | 0 | 0
2800 | [5 empty] | 0 | 0 | 0 | 0 | 0
2801 | [5 empty] | 0 | 0 | 0 | 0 | 0
2802 | [5 empty] | 0 | 0 | 0 | 0 | 0
2803 | [5 empty] | 0 | 0 | 0 | 0 | 0
2804 | [5 empty] | 0 | 0 | 0 | 0 | 0
2805 | [5 empty] | 0 | 0 | 0 | 0 | 0
2806 | [5 empty] | 0 | 0 | 0 | 0 | 0
2807 | [5 empty] | 0 | 0 | 0 | 0 | 0
2808 | [5 empty] | 0 | 0 | 0 | 0 | 0
2809 | [5 empty] | 0 | 0 | 0 | 0 | 0
2810 | [5 empty] | 0 | 0 | 0 | 0 | 0
2811 | [5 empty] | 0 | 0 | 0 | 0 | 0
2812 | [5 empty] | 0 | 0 | 0 | 0 | 0
2813 | [5 empty] | 0 | 0 | 0 | 0 | 0
2814 | [5 empty] | 0 | 0 | 0 | 0 | 0
2815 | [5 empty] | 0 | 0 | 0 | 0 | 0
2816 | [5 empty] | 0 | 0 | 0 | 0 | 0
2817 | [5 empty] | 0 | 0 | 0 | 0 | 0
2818 | [5 empty] | 0 | 0 | 0 | 0 | 0
2819 | [5 empty] | 0 | 0 | 0 | 0 | 0
2820 | [5 empty] | 0 | 0 | 0 | 0 | 0
2821 | [5 empty] | 0 | 0 | 0 | 0 | 0
2822 | [5 empty] | 0 | 0 | 0 | 0 | 0
2823 | [5 empty] | 0 | 0 | 0 | 0 | 0
2824 | [5 empty] | 0 | 0 | 0 | 0 | 0
2825 | [5 empty] | 0 | 0 | 0 | 0 | 0
2826 | [5 empty] | 0 | 0 | 0 | 0 | 0
2827 | [5 empty] | 0 | 0 | 0 | 0 | 0
2828 | [5 empty] | 0 | 0 | 0 | 0 | 0
2829 | [5 empty] | 0 | 0 | 0 | 0 | 0
2830 | [5 empty] | 0 | 0 | 0 | 0 | 0
2831 | [5 empty] | 0 | 0 | 0 | 0 | 0
2832 | [5 empty] | 0 | 0 | 0 | 0 | 0
2833 | [5 empty] | 0 | 0 | 0 | 0 | 0
2834 | [5 empty] | 0 | 0 | 0 | 0 | 0
2835 | [5 empty] | 0 | 0 | 0 | 0 | 0
2836 | [5 empty] | 0 | 0 | 0 | 0 | 0
2837 | [5 empty] | 0 | 0 | 0 | 0 | 0
2838 | [5 empty] | 0 | 0 | 0 | 0 | 0
2839 | [5 empty] | 0 | 0 | 0 | 0 | 0
2840 | [5 empty] | 0 | 0 | 0 | 0 | 0
2841 | [5 empty] | 0 | 0 | 0 | 0 | 0
2842 | [5 empty] | 0 | 0 | 0 | 0 | 0
2843 | [5 empty] | 0 | 0 | 0 | 0 | 0
2844 | [5 empty] | 0 | 0 | 0 | 0 | 0
2845 | [5 empty] | 0 | 0 | 0 | 0 | 0
2846 | [5 empty] | 0 | 0 | 0 | 0 | 0
2847 | [5 empty] | 0 | 0 | 0 | 0 | 0
2848 | [5 empty] | 0 | 0 | 0 | 0 | 0
2849 | [5 empty] | 0 | 0 | 0 | 0 | 0
2850 | [5 empty] | 0 | 0 | 0 | 0 | 0
2851 | [5 empty] | 0 | 0 | 0 | 0 | 0
2852 | [5 empty] | 0 | 0 | 0 | 0 | 0
2853 | [5 empty] | 0 | 0 | 0 | 0 | 0
2854 | [5 empty] | 0 | 0 | 0 | 0 | 0
2855 | [5 empty] | 0 | 0 | 0 | 0 | 0
2856 | [5 empty] | 0 | 0 | 0 | 0 | 0
2857 | [5 empty] | 0 | 0 | 0 | 0 | 0
2858 | [5 empty] | 0 | 0 | 0 | 0 | 0
2859 | [5 empty] | 0 | 0 | 0 | 0 | 0
2860 | [5 empty] | 0 | 0 | 0 | 0 | 0
2861 | [5 empty] | 0 | 0 | 0 | 0 | 0
2862 | [5 empty] | 0 | 0 | 0 | 0 | 0
2863 | [5 empty] | 0 | 0 | 0 | 0 | 0
2864 | [5 empty] | 0 | 0 | 0 | 0 | 0
2865 | [5 empty] | 0 | 0 | 0 | 0 | 0
2866 | [5 empty] | 0 | 0 | 0 | 0 | 0
2867 | [5 empty] | 0 | 0 | 0 | 0 | 0
2868 | [5 empty] | 0 | 0 | 0 | 0 | 0
2869 | [5 empty] | 0 | 0 | 0 | 0 | 0
2870 | [5 empty] | 0 | 0 | 0 | 0 | 0
2871 | [5 empty] | 0 | 0 | 0 | 0 | 0
2872 | [5 empty] | 0 | 0 | 0 | 0 | 0
2873 | [5 empty] | 0 | 0 | 0 | 0 | 0
2874 | [5 empty] | 0 | 0 | 0 | 0 | 0
2875 | [5 empty] | 0 | 0 | 0 | 0 | 0
2876 | [5 empty] | 0 | 0 | 0 | 0 | 0
2877 | [5 empty] | 0 | 0 | 0 | 0 | 0
2878 | [5 empty] | 0 | 0 | 0 | 0 | 0
2879 | [5 empty] | 0 | 0 | 0 | 0 | 0
2880 | [5 empty] | 0 | 0 | 0 | 0 | 0
2881 | [5 empty] | 0 | 0 | 0 | 0 | 0
2882 | [5 empty] | 0 | 0 | 0 | 0 | 0
2883 | [5 empty] | 0 | 0 | 0 | 0 | 0
2884 | [5 empty] | 0 | 0 | 0 | 0 | 0
2885 | [5 empty] | 0 | 0 | 0 | 0 | 0
2886 | [5 empty] | 0 | 0 | 0 | 0 | 0
2887 | [5 empty] | 0 | 0 | 0 | 0 | 0
2888 | [5 empty] | 0 | 0 | 0 | 0 | 0
2889 | [5 empty] | 0 | 0 | 0 | 0 | 0
2890 | [5 empty] | 0 | 0 | 0 | 0 | 0
2891 | [5 empty] | 0 | 0 | 0 | 0 | 0
2892 | [5 empty] | 0 | 0 | 0 | 0 | 0
2893 | [5 empty] | 0 | 0 | 0 | 0 | 0
2894 | [5 empty] | 0 | 0 | 0 | 0 | 0
2895 | [5 empty] | 0 | 0 | 0 | 0 | 0
2896 | [5 empty] | 0 | 0 | 0 | 0 | 0
2897 | [5 empty] | 0 | 0 | 0 | 0 | 0
2898 | [5 empty] | 0 | 0 | 0 | 0 | 0
2899 | [5 empty] | 0 | 0 | 0 | 0 | 0
2900 | [5 empty] | 0 | 0 | 0 | 0 | 0
2901 | [5 empty] | 0 | 0 | 0 | 0 | 0
2902 | [5 empty] | 0 | 0 | 0 | 0 | 0
2903 | [5 empty] | 0 | 0 | 0 | 0 | 0
2904 | [5 empty] | 0 | 0 | 0 | 0 | 0
2905 | [5 empty] | 0 | 0 | 0 | 0 | 0
2906 | [5 empty] | 0 | 0 | 0 | 0 | 0
2907 | [5 empty] | 0 | 0 | 0 | 0 | 0
2908 | [5 empty] | 0 | 0 | 0 | 0 | 0
2909 | [5 empty] | 0 | 0 | 0 | 0 | 0
2910 | [5 empty] | 0 | 0 | 0 | 0 | 0
2911 | [5 empty] | 0 | 0 | 0 | 0 | 0
2912 | [5 empty] | 0 | 0 | 0 | 0 | 0
2913 | [5 empty] | 0 | 0 | 0 | 0 | 0
2914 | [5 empty] | 0 | 0 | 0 | 0 | 0
2915 | [5 empty] | 0 | 0 | 0 | 0 | 0
2916 | [5 empty] | 0 | 0 | 0 | 0 | 0
2917 | [5 empty] | 0 | 0 | 0 | 0 | 0
2918 | [5 empty] | 0 | 0 | 0 | 0 | 0
2919 | [5 empty] | 0 | 0 | 0 | 0 | 0
2920 | [5 empty] | 0 | 0 | 0 | 0 | 0
2921 | [5 empty] | 0 | 0 | 0 | 0 | 0
2922 | [5 empty] | 0 | 0 | 0 | 0 | 0
2923 | [5 empty] | 0 | 0 | 0 | 0 | 0
2924 | [5 empty] | 0 | 0 | 0 | 0 | 0
2925 | [5 empty] | 0 | 0 | 0 | 0 | 0
2926 | [5 empty] | 0 | 0 | 0 | 0 | 0
2927 | [5 empty] | 0 | 0 | 0 | 0 | 0
2928 | [5 empty] | 0 | 0 | 0 | 0 | 0
2929 | [5 empty] | 0 | 0 | 0 | 0 | 0
2930 | [5 empty] | 0 | 0 | 0 | 0 | 0
2931 | [5 empty] | 0 | 0 | 0 | 0 | 0
2932 | [5 empty] | 0 | 0 | 0 | 0 | 0
2933 | [5 empty] | 0 | 0 | 0 | 0 | 0
2934 | [5 empty] | 0 | 0 | 0 | 0 | 0
2935 | [5 empty] | 0 | 0 | 0 | 0 | 0
2936 | [5 empty] | 0 | 0 | 0 | 0 | 0
2937 | [5 empty] | 0 | 0 | 0 | 0 | 0
2938 | [5 empty] | 0 | 0 | 0 | 0 | 0
2939 | [5 empty] | 0 | 0 | 0 | 0 | 0
2940 | [5 empty] | 0 | 0 | 0 | 0 | 0
2941 | [5 empty] | 0 | 0 | 0 | 0 | 0
2942 | [5 empty] | 0 | 0 | 0 | 0 | 0
2943 | [5 empty] | 0 | 0 | 0 | 0 | 0
2944 | [5 empty] | 0 | 0 | 0 | 0 | 0
2945 | [5 empty] | 0 | 0 | 0 | 0 | 0
2946 | [5 empty] | 0 | 0 | 0 | 0 | 0
2947 | [5 empty] | 0 | 0 | 0 | 0 | 0
2948 | [5 empty] | 0 | 0 | 0 | 0 | 0
2949 | [5 empty] | 0 | 0 | 0 | 0 | 0
2950 | [5 empty] | 0 | 0 | 0 | 0 | 0
2951 | [5 empty] | 0 | 0 | 0 | 0 | 0
2952 | [5 empty] | 0 | 0 | 0 | 0 | 0
2953 | [5 empty] | 0 | 0 | 0 | 0 | 0
2954 | [5 empty] | 0 | 0 | 0 | 0 | 0
2955 | [5 empty] | 0 | 0 | 0 | 0 | 0
2956 | [5 empty] | 0 | 0 | 0 | 0 | 0
2957 | [5 empty] | 0 | 0 | 0 | 0 | 0
2958 | [5 empty] | 0 | 0 | 0 | 0 | 0
2959 | [5 empty] | 0 | 0 | 0 | 0 | 0
2960 | [5 empty] | 0 | 0 | 0 | 0 | 0
2961 | [5 empty] | 0 | 0 | 0 | 0 | 0
2962 | [5 empty] | 0 | 0 | 0 | 0 | 0
2963 | [5 empty] | 0 | 0 | 0 | 0 | 0
2964 | [5 empty] | 0 | 0 | 0 | 0 | 0
2965 | [5 empty] | 0 | 0 | 0 | 0 | 0
2966 | [5 empty] | 0 | 0 | 0 | 0 | 0
2967 | [5 empty] | 0 | 0 | 0 | 0 | 0
2968 | [5 empty] | 0 | 0 | 0 | 0 | 0
2969 | [5 empty] | 0 | 0 | 0 | 0 | 0
2970 | [5 empty] | 0 | 0 | 0 | 0 | 0
2971 | [5 empty] | 0 | 0 | 0 | 0 | 0
2972 | [5 empty] | 0 | 0 | 0 | 0 | 0
2973 | [5 empty] | 0 | 0 | 0 | 0 | 0
2974 | [5 empty] | 0 | 0 | 0 | 0 | 0
2975 | [5 empty] | 0 | 0 | 0 | 0 | 0
2976 | [5 empty] | 0 | 0 | 0 | 0 | 0
2977 | [5 empty] | 0 | 0 | 0 | 0 | 0
2978 | [5 empty] | 0 | 0 | 0 | 0 | 0
2979 | [5 empty] | 0 | 0 | 0 | 0 | 0
2980 | [5 empty] | 0 | 0 | 0 | 0 | 0
2981 | [5 empty] | 0 | 0 | 0 | 0 | 0
2982 | [5 empty] | 0 | 0 | 0 | 0 | 0
2983 | [5 empty] | 0 | 0 | 0 | 0 | 0
2984 | [5 empty] | 0 | 0 | 0 | 0 | 0
2985 | [5 empty] | 0 | 0 | 0 | 0 | 0
2986 | [5 empty] | 0 | 0 | 0 | 0 | 0
2987 | [5 empty] | 0 | 0 | 0 | 0 | 0
2988 | [5 empty] | 0 | 0 | 0 | 0 | 0
2989 | [5 empty] | 0 | 0 | 0 | 0 | 0
2990 | [5 empty] | 0 | 0 | 0 | 0 | 0
2991 | [5 empty] | 0 | 0 | 0 | 0 | 0
2992 | [5 empty] | 0 | 0 | 0 | 0 | 0
2993 | [5 empty] | 0 | 0 | 0 | 0 | 0
2994 | [5 empty] | 0 | 0 | 0 | 0 | 0
2995 | [5 empty] | 0 | 0 | 0 | 0 | 0
2996 | [5 empty] | 0 | 0 | 0 | 0 | 0
2997 | [5 empty] | 0 | 0 | 0 | 0 | 0
2998 | [5 empty] | 0 | 0 | 0 | 0 | 0
2999 | [5 empty] | 0 | 0 | 0 | 0 | 0
3000 | [5 empty] | 0 | 0 | 0 | 0 | 0
3001 | [5 empty] | 0 | 0 | 0 | 0 | 0
3002 | [5 empty] | 0 | 0 | 0 | 0 | 0
3003 | [5 empty] | 0 | 0 | 0 | 0 | 0
3004 | [5 empty] | 0 | 0 | 0 | 0 | 0
3005 | [5 empty] | 0 | 0 | 0 | 0 | 0
3006 | [5 empty] | 0 | 0 | 0 | 0 | 0
3007 | [5 empty] | 0 | 0 | 0 | 0 | 0
3008 | [5 empty] | 0 | 0 | 0 | 0 | 0
3009 | [5 empty] | 0 | 0 | 0 | 0 | 0
3010 | [5 empty] | 0 | 0 | 0 | 0 | 0
3011 | [5 empty] | 0 | 0 | 0 | 0 | 0
3012 | [5 empty] | 0 | 0 | 0 | 0 | 0
3013 | [5 empty] | 0 | 0 | 0 | 0 | 0
3014 | [5 empty] | 0 | 0 | 0 | 0 | 0
3015 | [5 empty] | 0 | 0 | 0 | 0 | 0
3016 | [5 empty] | 0 | 0 | 0 | 0 | 0
3017 | [5 empty] | 0 | 0 | 0 | 0 | 0
3018 | [5 empty] | 0 | 0 | 0 | 0 | 0
3019 | [5 empty] | 0 | 0 | 0 | 0 | 0
3020 | [5 empty] | 0 | 0 | 0 | 0 | 0
3021 | [5 empty] | 0 | 0 | 0 | 0 | 0
3022 | [5 empty] | 0 | 0 | 0 | 0 | 0
3023 | [5 empty] | 0 | 0 | 0 | 0 | 0
3024 | [5 empty] | 0 | 0 | 0 | 0 | 0
3025 | [5 empty] | 0 | 0 | 0 | 0 | 0
3026 | [5 empty] | 0 | 0 | 0 | 0 | 0
3027 | [5 empty] | 0 | 0 | 0 | 0 | 0
3028 | [5 empty] | 0 | 0 | 0 | 0 | 0
3029 | [5 empty] | 0 | 0 | 0 | 0 | 0
3030 | [5 empty] | 0 | 0 | 0 | 0 | 0
3031 | [5 empty] | 0 | 0 | 0 | 0 | 0
3032 | [5 empty] | 0 | 0 | 0 | 0 | 0
3033 | [5 empty] | 0 | 0 | 0 | 0 | 0
3034 | [5 empty] | 0 | 0 | 0 | 0 | 0
3035 | [5 empty] | 0 | 0 | 0 | 0 | 0
3036 | [5 empty] | 0 | 0 | 0 | 0 | 0
3037 | [5 empty] | 0 | 0 | 0 | 0 | 0
3038 | [5 empty] | 0 | 0 | 0 | 0 | 0
3039 | [5 empty] | 0 | 0 | 0 | 0 | 0
3040 | [5 empty] | 0 | 0 | 0 | 0 | 0
3041 | [5 empty] | 0 | 0 | 0 | 0 | 0
3042 | [5 empty] | 0 | 0 | 0 | 0 | 0
3043 | [5 empty] | 0 | 0 | 0 | 0 | 0
3044 | [5 empty] | 0 | 0 | 0 | 0 | 0
3045 | [5 empty] | 0 | 0 | 0 | 0 | 0
3046 | [5 empty] | 0 | 0 | 0 | 0 | 0
3047 | [5 empty] | 0 | 0 | 0 | 0 | 0
3048 | [5 empty] | 0 | 0 | 0 | 0 | 0
3049 | [5 empty] | 0 | 0 | 0 | 0 | 0
3050 | [5 empty] | 0 | 0 | 0 | 0 | 0
3051 | [5 empty] | 0 | 0 | 0 | 0 | 0
3052 | [5 empty] | 0 | 0 | 0 | 0 | 0
3053 | [5 empty] | 0 | 0 | 0 | 0 | 0
3054 | [5 empty] | 0 | 0 | 0 | 0 | 0
3055 | [5 empty] | 0 | 0 | 0 | 0 | 0
3056 | [5 empty] | 0 | 0 | 0 | 0 | 0
3057 | [5 empty] | 0 | 0 | 0 | 0 | 0
3058 | [5 empty] | 0 | 0 | 0 | 0 | 0
3059 | [5 empty] | 0 | 0 | 0 | 0 | 0
3060 | [5 empty] | 0 | 0 | 0 | 0 | 0
3061 | [5 empty] | 0 | 0 | 0 | 0 | 0
3062 | [5 empty] | 0 | 0 | 0 | 0 | 0
3063 | [5 empty] | 0 | 0 | 0 | 0 | 0
3064 | [5 empty] | 0 | 0 | 0 | 0 | 0
3065 | [5 empty] | 0 | 0 | 0 | 0 | 0
3066 | [5 empty] | 0 | 0 | 0 | 0 | 0
3067 | [5 empty] | 0 | 0 | 0 | 0 | 0
3068 | [5 empty] | 0 | 0 | 0 | 0 | 0
3069 | [5 empty] | 0 | 0 | 0 | 0 | 0
3070 | [5 empty] | 0 | 0 | 0 | 0 | 0
3071 | [5 empty] | 0 | 0 | 0 | 0 | 0
3072 | [5 empty] | 0 | 0 | 0 | 0 | 0
3073 | [5 empty] | 0 | 0 | 0 | 0 | 0
3074 | [5 empty] | 0 | 0 | 0 | 0 | 0
3075 | [5 empty] | 0 | 0 | 0 | 0 | 0
3076 | [5 empty] | 0 | 0 | 0 | 0 | 0
3077 | [5 empty] | 0 | 0 | 0 | 0 | 0
3078 | [5 empty] | 0 | 0 | 0 | 0 | 0
3079 | [5 empty] | 0 | 0 | 0 | 0 | 0
3080 | [5 empty] | 0 | 0 | 0 | 0 | 0
3081 | [5 empty] | 0 | 0 | 0 | 0 | 0
3082 | [5 empty] | 0 | 0 | 0 | 0 | 0
3083 | [5 empty] | 0 | 0 | 0 | 0 | 0
3084 | [5 empty] | 0 | 0 | 0 | 0 | 0
3085 | [5 empty] | 0 | 0 | 0 | 0 | 0
3086 | [5 empty] | 0 | 0 | 0 | 0 | 0
3087 | [5 empty] | 0 | 0 | 0 | 0 | 0
3088 | [5 empty] | 0 | 0 | 0 | 0 | 0
3089 | [5 empty] | 0 | 0 | 0 | 0 | 0
3090 | [5 empty] | 0 | 0 | 0 | 0 | 0
3091 | [5 empty] | 0 | 0 | 0 | 0 | 0
3092 | [5 empty] | 0 | 0 | 0 | 0 | 0
3093 | [5 empty] | 0 | 0 | 0 | 0 | 0
3094 | [5 empty] | 0 | 0 | 0 | 0 | 0
3095 | [5 empty] | 0 | 0 | 0 | 0 | 0
3096 | [5 empty] | 0 | 0 | 0 | 0 | 0
3097 | [5 empty] | 0 | 0 | 0 | 0 | 0
3098 | [5 empty] | 0 | 0 | 0 | 0 | 0
3099 | [5 empty] | 0 | 0 | 0 | 0 | 0
3100 | [5 empty] | 0 | 0 | 0 | 0 | 0
3101 | [5 empty] | 0 | 0 | 0 | 0 | 0
3102 | [5 empty] | 0 | 0 | 0 | 0 | 0
3103 | [5 empty] | 0 | 0 | 0 | 0 | 0
3104 | [5 empty] | 0 | 0 | 0 | 0 | 0
3105 | [5 empty] | 0 | 0 | 0 | 0 | 0
3106 | [5 empty] | 0 | 0 | 0 | 0 | 0
3107 | [5 empty] | 0 | 0 | 0 | 0 | 0
3108 | [5 empty] | 0 | 0 | 0 | 0 | 0
3109 | [5 empty] | 0 | 0 | 0 | 0 | 0
3110 | [5 empty] | 0 | 0 | 0 | 0 | 0
3111 | [5 empty] | 0 | 0 | 0 | 0 | 0
3112 | [5 empty] | 0 | 0 | 0 | 0 | 0
3113 | [5 empty] | 0 | 0 | 0 | 0 | 0
3114 | [5 empty] | 0 | 0 | 0 | 0 | 0
3115 | [5 empty] | 0 | 0 | 0 | 0 | 0
3116 | [5 empty] | 0 | 0 | 0 | 0 | 0
3117 | [5 empty] | 0 | 0 | 0 | 0 | 0
3118 | [5 empty] | 0 | 0 | 0 | 0 | 0
3119 | [5 empty] | 0 | 0 | 0 | 0 | 0
3120 | [5 empty] | 0 | 0 | 0 | 0 | 0
3121 | [5 empty] | 0 | 0 | 0 | 0 | 0
3122 | [5 empty] | 0 | 0 | 0 | 0 | 0
3123 | [5 empty] | 0 | 0 | 0 | 0 | 0
3124 | [5 empty] | 0 | 0 | 0 | 0 | 0
3125 | [5 empty] | 0 | 0 | 0 | 0 | 0
3126 | [5 empty] | 0 | 0 | 0 | 0 | 0
3127 | [5 empty] | 0 | 0 | 0 | 0 | 0
3128 | [5 empty] | 0 | 0 | 0 | 0 | 0
3129 | [5 empty] | 0 | 0 | 0 | 0 | 0
3130 | [5 empty] | 0 | 0 | 0 | 0 | 0
3131 | [5 empty] | 0 | 0 | 0 | 0 | 0
3132 | [5 empty] | 0 | 0 | 0 | 0 | 0
3133 | [5 empty] | 0 | 0 | 0 | 0 | 0
3134 | [5 empty] | 0 | 0 | 0 | 0 | 0
3135 | [5 empty] | 0 | 0 | 0 | 0 | 0
3136 | [5 empty] | 0 | 0 | 0 | 0 | 0
3137 | [5 empty] | 0 | 0 | 0 | 0 | 0
3138 | [5 empty] | 0 | 0 | 0 | 0 | 0
3139 | [5 empty] | 0 | 0 | 0 | 0 | 0
3140 | [5 empty] | 0 | 0 | 0 | 0 | 0
3141 | [5 empty] | 0 | 0 | 0 | 0 | 0
3142 | [5 empty] | 0 | 0 | 0 | 0 | 0
3143 | [5 empty] | 0 | 0 | 0 | 0 | 0
3144 | [5 empty] | 0 | 0 | 0 | 0 | 0
3145 | [5 empty] | 0 | 0 | 0 | 0 | 0
3146 | [5 empty] | 0 | 0 | 0 | 0 | 0
3147 | [5 empty] | 0 | 0 | 0 | 0 | 0
3148 | [5 empty] | 0 | 0 | 0 | 0 | 0
3149 | [5 empty] | 0 | 0 | 0 | 0 | 0
3150 | [5 empty] | 0 | 0 | 0 | 0 | 0
3151 | [5 empty] | 0 | 0 | 0 | 0 | 0
3152 | [5 empty] | 0 | 0 | 0 | 0 | 0
3153 | [5 empty] | 0 | 0 | 0 | 0 | 0
3154 | [5 empty] | 0 | 0 | 0 | 0 | 0
3155 | [5 empty] | 0 | 0 | 0 | 0 | 0
3156 | [5 empty] | 0 | 0 | 0 | 0 | 0
3157 | [5 empty] | 0 | 0 | 0 | 0 | 0
3158 | [5 empty] | 0 | 0 | 0 | 0 | 0
3159 | [5 empty] | 0 | 0 | 0 | 0 | 0
3160 | [5 empty] | 3 | 0 | 0 | 0 | 0
3161 | [5 empty] | 3 | 0 | 0 | 3 | 0
3162 | [5 empty] | 3 | 0 | 0 | 3 | 0
3163 | [5 empty] | 2 | 0 | 0 | 0 | 0
3164 | [5 empty] | 0 | 0 | 0 | 0 | 0
3165 | [5 empty] | 0 | 0 | 0 | 0 | 0
3166 | [5 empty] | 0 | 0 | 0 | 0 | 0
3167 | [5 empty] | 0 | 0 | 0 | 0 | 0
3168 | [5 empty] | 0 | 0 | 0 | 0 | 0
3169 | [5 empty] | 0 | 0 | 0 | 0 | 0
3170 | [5 empty] | 0 | 0 | 0 | 0 | 0
3171 | [5 empty] | 0 | 0 | 0 | 0 | 0
3172 | [5 empty] | 0 | 0 | 0 | 0 | 0
3173 | [5 empty] | 0 | 0 | 0 | 0 | 0
3174 | [5 empty] | 0 | 0 | 0 | 0 | 0
3175 | [5 empty] | 0 | 0 | 0 | 0 | 0
3176 | [5 empty] | 0 | 0 | 0 | 0 | 0
3177 | [5 empty] | 0 | 0 | 0 | 0 | 0
3178 | [5 empty] | 0 | 0 | 0 | 1 | 0
3179 | [5 empty] | 0 | 0 | 0 | 0 | 0
3180 | [5 empty] | 0 | 0 | 0 | 0 | 0
3181 | [5 empty] | 0 | 0 | 0 | 0 | 0
3182 | [5 empty] | 0 | 0 | 0 | 0 | 0
3183 | [5 empty] | 0 | 0 | 0 | 1 | 0
3184 | [5 empty] | 0 | 0 | 0 | 0 | 0
3185 | [5 empty] | 0 | 0 | 0 | 0 | 0
3186 | [5 empty] | 0 | 0 | 0 | 0 | 0
3187 | [5 empty] | 0 | 0 | 0 | 0 | 0
3188 | [5 empty] | 0 | 0 | 0 | 0 | 0
3189 | [5 empty] | 0 | 0 | 0 | 0 | 0
3190 | [5 empty] | 0 | 0 | 0 | 0 | 0
3191 | [5 empty] | 0 | 0 | 0 | 0 | 0
3192 | [5 empty] | 0 | 0 | 0 | 0 | 0
3193 | [5 empty] | 0 | 0 | 0 | 0 | 0
3194 | [5 empty] | 0 | 0 | 0 | 0 | 0
3195 | [5 empty] | 0 | 0 | 0 | 0 | 0
3196 | [5 empty] | 0 | 0 | 0 | 0 | 0
3197 | [5 empty] | 0 | 0 | 0 | 0 | 0
3198 | [5 empty] | 0 | 0 | 0 | 0 | 0
3199 | [5 empty] | 0 | 0 | 3 | 0 | 0
3200 | [5 empty] | 0 | 0 | 2 | 0 | 0
3201 | [5 empty] | 0 | 0 | 0 | 0 | 0
3202 | [5 empty] | 0 | 0 | 0 | 0 | 0
3203 | [5 empty] | 0 | 0 | 0 | 3 | 0
3204 | [5 empty] | 0 | 0 | 0 | 3 | 0
3205 | [5 empty] | 0 | 0 | 0 | 3 | 0
3206 | [5 empty] | 0 | 0 | 0 | 3 | 0
3207 | [5 empty] | 0 | 0 | 0 | 3 | 0
3208 | [5 empty] | 0 | 0 | 0 | 3 | 0
3209 | [5 empty] | 0 | 0 | 0 | 4 | 0
3210 | [5 empty] | 0 | 0 | 0 | 0 | 0
3211 | [5 empty] | 0 | 0 | 0 | 0 | 0
3212 | [5 empty] | 0 | 0 | 0 | 0 | 0
3213 | [5 empty] | 0 | 0 | 0 | 1 | 0
3214 | [5 empty] | 0 | 0 | 0 | 0 | 0
3215 | [5 empty] | 0 | 0 | 0 | 0 | 0
3216 | [5 empty] | 0 | 0 | 0 | 0 | 0
3217 | [5 empty] | 0 | 0 | 0 | 0 | 0
3218 | [5 empty] | 0 | 0 | 0 | 0 | 0
3219 | [5 empty] | 0 | 0 | 0 | 0 | 0
3220 | [5 empty] | 0 | 0 | 0 | 0 | 0
3221 | [5 empty] | 0 | 0 | 0 | 0 | 0
3222 | [5 empty] | 0 | 0 | 0 | 0 | 0
3223 | [5 empty] | 0 | 0 | 1 | 0 | 0
3224 | [5 empty] | 0 | 0 | 0 | 0 | 1
3225 | [5 empty] | 2 | 0 | 0 | 0 | 0
3226 | [5 empty] | 0 | 0 | 0 | 0 | 0
3227 | [5 empty] | 0 | 0 | 0 | 0 | 0
3228 | [5 empty] | 0 | 0 | 0 | 0 | 0
3229 | [5 empty] | 0 | 0 | 0 | 0 | 0
3230 | [5 empty] | 0 | 0 | 0 | 0 | 0
3231 | [5 empty] | 0 | 1 | 1 | 1 | 0
3232 | [5 empty] | 0 | 0 | 0 | 0 | 0
3233 | [5 empty] | 0 | 0 | 0 | 0 | 0
3234 | [5 empty] | 0 | 0 | 0 | 0 | 0
3235 | [5 empty] | 0 | 0 | 0 | 0 | 0
3236 | [5 empty] | 0 | 0 | 0 | 0 | 0
3237 | [5 empty] | 0 | 0 | 0 | 0 | 0
3238 | [5 empty] | 0 | 0 | 1 | 0 | 0
3239 | [5 empty] | 0 | 0 | 0 | 0 | 0
3240 | [5 empty] | 0 | 0 | 0 | 0 | 0
3241 | [5 empty] | 0 | 0 | 0 | 0 | 1
3242 | [5 empty] | 0 | 0 | 0 | 0 | 0
3243 | [5 empty] | 0 | 0 | 0 | 0 | 0
3244 | [5 empty] | 0 | 0 | 0 | 1 | 0
3245 | [5 empty] | 3 | 0 | 0 | 0 | 0
3246 | [5 empty] | 0 | 0 | 0 | 0 | 1
3247 | [5 empty] | 0 | 1 | 0 | 0 | 0
3248 | [5 empty] | 0 | 0 | 0 | 0 | 0
3249 | [5 empty] | 0 | 0 | 0 | 0 | 0
3250 | [5 empty] | 0 | 0 | 0 | 0 | 0
3251 | [5 empty] | 0 | 0 | 0 | 0 | 0
3252 | [5 empty] | 0 | 0 | 0 | 0 | 0
3253 | [5 empty] | 0 | 0 | 0 | 0 | 0
3254 | [5 empty] | 0 | 1 | 0 | 0 | 0
3255 | [5 empty] | 0 | 0 | 0 | 0 | 1
3256 | [5 empty] | 0 | 0 | 0 | 0 | 0
3257 | [5 empty] | 0 | 0 | 0 | 0 | 0
3258 | [5 empty] | 0 | 0 | 0 | 0 | 0
3259 | [5 empty] | 0 | 0 | 0 | 0 | 0
3260 | [5 empty] | 0 | 0 | 0 | 0 | 0
3261 | [5 empty] | 0 | 0 | 3 | 0 | 0
3262 | [5 empty] | 0 | 0 | 3 | 0 | 0
3263 | [5 empty] | 0 | 0 | 4 | 0 | 3
3264 | [5 empty] | 0 | 0 | 0 | 0 | 3
3265 | [5 empty] | 0 | 0 | 0 | 0 | 0
3266 | [5 empty] | 0 | 0 | 0 | 0 | 0
3267 | [5 empty] | 0 | 0 | 0 | 0 | 0
3268 | [5 empty] | 0 | 0 | 0 | 0 | 0
3269 | [5 empty] | 0 | 0 | 0 | 0 | 0
3270 | [5 empty] | 0 | 0 | 0 | 0 | 0
3271 | [5 empty] | 0 | 0 | 0 | 0 | 0
3272 | [5 empty] | 0 | 1 | 0 | 0 | 0
3273 | [5 empty] | 0 | 0 | 0 | 0 | 0
3274 | [5 empty] | 0 | 0 | 0 | 0 | 0
3275 | [5 empty] | 0 | 0 | 0 | 0 | 0
3276 | [5 empty] | 0 | 0 | 0 | 0 | 0
3277 | [5 empty] | 0 | 0 | 0 | 0 | 0
3278 | [5 empty] | 0 | 0 | 0 | 0 | 0
3279 | [5 empty] | 0 | 0 | 0 | 0 | 0
3280 | [5 empty] | 0 | 0 | 0 | 0 | 0
3281 | [5 empty] | 0 | 0 | 0 | 0 | 0
3282 | [5 empty] | 0 | 0 | 0 | 0 | 0
3283 | [5 empty] | 0 | 0 | 1 | 0 | 0
3284 | [5 empty] | 0 | 0 | 0 | 0 | 0
3285 | [5 empty] | 0 | 0 | 0 | 0 | 0
3286 | [5 empty] | 0 | 0 | 0 | 0 | 0
3287 | [5 empty] | 0 | 0 | 0 | 0 | 0
3288 | [5 empty] | 0 | 0 | 0 | 0 | 0
3289 | [5 empty] | 0 | 0 | 0 | 0 | 0
3290 | [5 empty] | 0 | 0 | 0 | 0 | 0
3291 | [5 empty] | 0 | 0 | 0 | 0 | 0
3292 | [5 empty] | 0 | 0 | 0 | 0 | 0
3293 | [5 empty] | 0 | 0 | 0 | 0 | 0
3294 | [5 empty] | 0 | 3 | 0 | 0 | 0
3295 | [5 empty] | 0 | 3 | 0 | 0 | 0
3296 | [5 empty] | 0 | 3 | 0 | 0 | 0
3297 | [5 empty] | 0 | 3 | 0 | 0 | 0
3298 | [5 empty] | 0 | 0 | 0 | 0 | 0
3299 | [5 empty] | 0 | 0 | 0 | 0 | 0
3300 | [5 empty] | 0 | 0 | 0 | 0 | 0
3301 | [5 empty] | 0 | 0 | 0 | 0 | 0
3302 | [5 empty] | 0 | 0 | 0 | 0 | 0
3303 | [5 empty] | 0 | 0 | 0 | 0 | 0
3304 | [5 empty] | 0 | 0 | 0 | 0 | 0
3305 | [5 empty] | 0 | 0 | 0 | 0 | 0
3306 | [5 empty] | 0 | 0 | 0 | 0 | 0
3307 | [5 empty] | 0 | 0 | 0 | 0 | 3
3308 | [5 empty] | 0 | 0 | 0 | 0 | 3
3309 | [5 empty] | 0 | 0 | 0 | 0 | 3
3310 | [5 empty] | 0 | 3 | 0 | 0 | 3
3311 | [5 empty] | 0 | 3 | 0 | 0 | 2
3312 | [5 empty] | 0 | 0 | 0 | 0 | 0
3313 | [5 empty] | 0 | 0 | 0 | 0 | 0
3314 | [5 empty] | 0 | 0 | 0 | 0 | 0
3315 | [5 empty] | 0 | 0 | 0 | 0 | 0
3316 | [5 empty] | 0 | 0 | 0 | 0 | 0
3317 | [5 empty] | 0 | 0 | 0 | 0 | 0
3318 | [5 empty] | 0 | 0 | 0 | 0 | 0
3319 | [5 empty] | 0 | 0 | 0 | 0 | 0
3320 | [5 empty] | 0 | 0 | 0 | 0 | 0
3321 | [5 empty] | 0 | 0 | 0 | 0 | 0
3322 | [5 empty] | 0 | 0 | 0 | 0 | 0
3323 | [5 empty] | 0 | 0 | 0 | 0 | 0
3324 | [5 empty] | 0 | 0 | 0 | 0 | 0
3325 | [5 empty] | 0 | 0 | 0 | 0 | 0
3326 | [5 empty] | 0 | 0 | 0 | 0 | 0
3327 | [5 empty] | 0 | 0 | 0 | 0 | 0
3328 | [5 empty] | 0 | 0 | 0 | 0 | 0
3329 | [5 empty] | 0 | 0 | 0 | 0 | 0
3330 | [5 empty] | 0 | 0 | 0 | 0 | 0
3331 | [5 empty] | 0 | 1 | 0 | 0 | 0
3332 | [5 empty] | 0 | 0 | 0 | 0 | 0
3333 | [5 empty] | 0 | 0 | 0 | 0 | 0
3334 | [5 empty] | 0 | 0 | 0 | 0 | 0
3335 | [5 empty] | 0 | 0 | 0 | 0 | 0
3336 | [5 empty] | 0 | 0 | 0 | 0 | 0
3337 | [5 empty] | 0 | 0 | 0 | 0 | 0
3338 | [5 empty] | 0 | 0 | 0 | 0 | 0
3339 | [5 empty] | 0 | 0 | 0 | 0 | 0
3340 | [5 empty] | 0 | 0 | 0 | 0 | 0
3341 | [5 empty] | 0 | 0 | 0 | 0 | 0
3342 | [5 empty] | 0 | 0 | 0 | 0 | 0
3343 | [5 empty] | 0 | 0 | 0 | 0 | 0
3344 | [5 empty] | 0 | 0 | 0 | 0 | 0
3345 | [5 empty] | 0 | 0 | 0 | 0 | 0
3346 | [5 empty] | 0 | 0 | 0 | 0 | 0
3347 | [5 empty] | 0 | 0 | 0 | 0 | 0
3348 | [5 empty] | 0 | 0 | 0 | 0 | 0
3349 | [5 empty] | 0 | 0 | 0 | 0 | 3
3350 | [5 empty] | 0 | 0 | 0 | 0 | 3
3351 | [5 empty] | 0 | 0 | 0 | 0 | 3
3352 | [5 empty] | 0 | 0 | 0 | 0 | 3
3353 | [5 empty] | 0 | 0 | 0 | 0 | 2
3354 | [5 empty] | 0 | 0 | 0 | 0 | 0
3355 | [5 empty] | 0 | 0 | 0 | 0 | 0
3356 | [5 empty] | 0 | 0 | 0 | 0 | 0
3357 | [5 empty] | 0 | 0 | 0 | 0 | 0
3358 | [5 empty] | 0 | 0 | 0 | 0 | 0
3359 | [5 empty] | 0 | 0 | 0 | 0 | 0
3360 | [5 empty] | 0 | 0 | 0 | 0 | 0
3361 | [5 empty] | 0 | 0 | 0 | 0 | 0
3362 | [5 empty] | 0 | 0 | 0 | 0 | 0
3363 | [5 empty] | 0 | 0 | 0 | 0 | 0
3364 | [5 empty] | 0 | 0 | 0 | 0 | 0
3365 | [5 empty] | 0 | 0 | 0 | 0 | 0
3366 | [5 empty] | 0 | 0 | 0 | 0 | 0
3367 | [5 empty] | 0 | 0 | 0 | 0 | 0
3368 | [5 empty] | 0 | 0 | 0 | 0 | 0
3369 | [5 empty] | 0 | 0 | 0 | 0 | 0
3370 | [5 empty] | 0 | 0 | 0 | 0 | 0
3371 | [5 empty] | 0 | 0 | 0 | 0 | 0
3372 | [5 empty] | 0 | 0 | 0 | 0 | 0
3373 | [5 empty] | 0 | 0 | 0 | 0 | 0
3374 | [5 empty] | 0 | 0 | 0 | 0 | 0
3375 | [5 empty] | 0 | 0 | 0 | 0 | 0
3376 | [5 empty] | 0 | 0 | 0 | 0 | 0
3377 | [5 empty] | 0 | 0 | 0 | 0 | 0
3378 | [5 empty] | 0 | 0 | 0 | 0 | 0
3379 | [5 empty] | 0 | 0 | 0 | 0 | 0
3380 | [5 empty] | 0 | 0 | 0 | 0 | 0
3381 | [5 empty] | 0 | 0 | 0 | 0 | 0
3382 | [5 empty] | 0 | 0 | 0 | 0 | 0
3383 | [5 empty] | 0 | 0 | 0 | 0 | 0
3384 | [5 empty] | 0 | 0 | 0 | 0 | 0
3385 | [5 empty] | 0 | 0 | 0 | 0 | 0
3386 | [5 empty] | 0 | 0 | 0 | 0 | 0
3387 | [5 empty] | 0 | 0 | 0 | 0 | 0
3388 | [5 empty] | 0 | 0 | 0 | 0 | 0
3389 | [5 empty] | 0 | 0 | 0 | 0 | 0
3390 | [5 empty] | 0 | 0 | 0 | 0 | 0
3391 | [5 empty] | 0 | 0 | 0 | 0 | 0
3392 | [5 empty] | 0 | 0 | 0 | 0 | 0
3393 | [5 empty] | 0 | 0 | 0 | 0 | 0
3394 | [5 empty] | 0 | 0 | 0 | 0 | 0
3395 | [5 empty] | 0 | 0 | 0 | 0 | 0
3396 | [5 empty] | 0 | 0 | 0 | 0 | 0
3397 | [5 empty] | 0 | 0 | 0 | 0 | 0
3398 | [5 empty] | 0 | 0 | 0 | 0 | 0
3399 | [5 empty] | 0 | 0 | 0 | 0 | 0
3400 | [5 empty] | 0 | 0 | 0 | 0 | 0
3401 | [5 empty] | 0 | 0 | 0 | 0 | 0
3402 | [5 empty] | 0 | 0 | 0 | 0 | 0
3403 | [5 empty] | 0 | 0 | 0 | 0 | 0
3404 | [5 empty] | 0 | 0 | 0 | 0 | 0
3405 | [5 empty] | 0 | 0 | 0 | 0 | 0
3406 | [5 empty] | 0 | 0 | 0 | 0 | 0
3407 | [5 empty] | 0 | 0 | 0 | 0 | 0
3408 | [5 empty] | 0 | 0 | 0 | 0 | 0
3409 | [5 empty] | 0 | 0 | 0 | 0 | 0
3410 | [5 empty] | 0 | 0 | 0 | 0 | 0
3411 | [5 empty] | 0 | 0 | 0 | 0 | 0
3412 | [5 empty] | 0 | 0 | 0 | 0 | 0
3413 | [5 empty] | 0 | 0 | 0 | 0 | 0
3414 | [5 empty] | 0 | 0 | 0 | 0 | 0
3415 | [5 empty] | 0 | 0 | 0 | 0 | 0
3416 | [5 empty] | 0 | 0 | 0 | 0 | 0
3417 | [5 empty] | 0 | 0 | 0 | 0 | 0
3418 | [5 empty] | 0 | 0 | 0 | 0 | 0
3419 | [5 empty] | 0 | 0 | 0 | 0 | 0
3420 | [5 empty] | 0 | 0 | 0 | 0 | 0
3421 | [5 empty] | 0 | 0 | 0 | 0 | 0
3422 | [5 empty] | 0 | 0 | 0 | 0 | 0
3423 | [5 empty] | 0 | 0 | 0 | 0 | 0
3424 | [5 empty] | 0 | 0 | 0 | 0 | 0
3425 | [5 empty] | 0 | 0 | 0 | 0 | 0
3426 | [5 empty] | 0 | 0 | 0 | 0 | 0
3427 | [5 empty] | 0 | 0 | 0 | 0 | 0
3428 | [5 empty] | 0 | 0 | 0 | 0 | 0
3429 | [5 empty] | 0 | 0 | 0 | 0 | 0
3430 | [5 empty] | 0 | 0 | 0 | 0 | 0
3431 | [5 empty] | 0 | 0 | 0 | 0 | 0
3432 | [5 empty] | 0 | 0 | 0 | 0 | 0
3433 | [5 empty] | 0 | 0 | 0 | 0 | 0
3434 | [5 empty] | 0 | 0 | 0 | 0 | 0
3435 | [5 empty] | 0 | 0 | 0 | 0 | 0
3436 | [5 empty] | 0 | 0 | 0 | 0 | 0
3437 | [5 empty] | 0 | 0 | 0 | 0 | 0
3438 | [5 empty] | 0 | 0 | 0 | 0 | 0
3439 | [5 empty] | 0 | 0 | 0 | 0 | 0
3440 | [5 empty] | 0 | 0 | 0 | 0 | 0
3441 | [5 empty] | 0 | 0 | 0 | 0 | 0
3442 | [5 empty] | 0 | 0 | 0 | 0 | 0
3443 | [5 empty] | 0 | 0 | 0 | 0 | 0
3444 | [5 empty] | 0 | 0 | 0 | 0 | 0
3445 | [5 empty] | 0 | 0 | 0 | 0 | 0
3446 | [5 empty] | 0 | 0 | 0 | 0 | 0
3447 | [5 empty] | 0 | 0 | 0 | 0 | 0
3448 | [5 empty] | 0 | 0 | 0 | 0 | 0
3449 | [5 empty] | 0 | 0 | 0 | 0 | 0
3450 | [5 empty] | 0 | 0 | 0 | 0 | 0
3451 | [5 empty] | 0 | 0 | 0 | 0 | 0
3452 | [5 empty] | 0 | 0 | 0 | 0 | 0
3453 | [5 empty] | 0 | 0 | 0 | 0 | 0
3454 | [5 empty] | 0 | 0 | 0 | 0 | 0
3455 | [5 empty] | 0 | 0 | 0 | 0 | 0
3456 | [5 empty] | 0 | 0 | 0 | 0 | 0
3457 | [5 empty] | 0 | 0 | 0 | 0 | 0
3458 | [5 empty] | 0 | 0 | 0 | 0 | 0
3459 | [5 empty] | 0 | 0 | 0 | 0 | 0
3460 | [5 empty] | 0 | 0 | 0 | 0 | 0
3461 | [5 empty] | 0 | 0 | 0 | 0 | 0
3462 | [5 empty] | 0 | 0 | 0 | 0 | 0
3463 | [5 empty] | 0 | 0 | 0 | 0 | 0
3464 | [5 empty] | 0 | 0 | 0 | 0 | 0
3465 | [5 empty] | 0 | 0 | 0 | 0 | 0
3466 | [5 empty] | 0 | 0 | 0 | 0 | 0
3467 | [5 empty] | 0 | 0 | 0 | 0 | 0
3468 | [5 empty] | 0 | 0 | 0 | 0 | 0
3469 | [5 empty] | 0 | 0 | 0 | 0 | 0
3470 | [5 empty] | 0 | 0 | 0 | 0 | 0
3471 | [5 empty] | 0 | 0 | 0 | 0 | 0
3472 | [5 empty] | 0 | 0 | 0 | 0 | 0
3473 | [5 empty] | 0 | 0 | 0 | 0 | 0
3474 | [5 empty] | 0 | 0 | 0 | 0 | 0
3475 | [5 empty] | 0 | 0 | 0 | 0 | 0
3476 | [5 empty] | 0 | 0 | 0 | 0 | 0
3477 | [5 empty] | 0 | 0 | 0 | 0 | 0
3478 | [5 empty] | 0 | 0 | 0 | 0 | 0
3479 | [5 empty] | 0 | 0 | 0 | 0 | 0
3480 | [5 empty] | 0 | 0 | 0 | 0 | 0
3481 | [5 empty] | 0 | 0 | 0 | 0 | 0
3482 | [5 empty] | 0 | 0 | 0 | 0 | 0
3483 | [5 empty] | 0 | 0 | 0 | 0 | 0
3484 | [5 empty] | 0 | 0 | 0 | 0 | 0
3485 | [5 empty] | 0 | 0 | 0 | 0 | 0
3486 | [5 empty] | 0 | 0 | 0 | 0 | 0
3487 | [5 empty] | 0 | 0 | 0 | 0 | 0
3488 | [5 empty] | 0 | 0 | 0 | 0 | 0
3489 | [5 empty] | 0 | 0 | 0 | 0 | 0
3490 | [5 empty] | 0 | 0 | 0 | 0 | 0
3491 | [5 empty] | 0 | 0 | 0 | 0 | 0
3492 | [5 empty] | 0 | 0 | 0 | 0 | 0
3493 | [5 empty] | 0 | 0 | 0 | 0 | 0
3494 | [5 empty] | 0 | 0 | 0 | 0 | 0
3495 | [5 empty] | 0 | 0 | 0 | 0 | 0
3496 | [5 empty] | 0 | 0 | 0 | 0 | 0
3497 | [5 empty] | 0 | 0 | 0 | 0 | 0
3498 | [5 empty] | 0 | 0 | 0 | 0 | 0
3499 | [5 empty] | 0 | 0 | 0 | 0 | 0
3500 | [5 empty] | 0 | 0 | 0 | 0 | 0
3501 | [5 empty] | 0 | 0 | 0 | 0 | 0
3502 | [5 empty] | 0 | 0 | 0 | 0 | 0
3503 | [5 empty] | 0 | 0 | 0 | 0 | 0
3504 | [5 empty] | 0 | 0 | 0 | 0 | 0
3505 | [5 empty] | 0 | 0 | 0 | 0 | 0
3506 | [5 empty] | 0 | 0 | 0 | 0 | 0
3507 | [5 empty] | 0 | 0 | 0 | 0 | 0
3508 | [5 empty] | 0 | 0 | 0 | 0 | 0
3509 | [5 empty] | 0 | 0 | 0 | 0 | 0
3510 | [5 empty] | 0 | 0 | 0 | 0 | 0
3511 | [5 empty] | 0 | 0 | 0 | 0 | 0
3512 | [5 empty] | 0 | 0 | 0 | 0 | 0
3513 | [5 empty] | 0 | 0 | 0 | 0 | 0
3514 | [5 empty] | 0 | 0 | 0 | 0 | 0
3515 | [5 empty] | 0 | 0 | 0 | 0 | 0
3516 | [5 empty] | 0 | 0 | 0 | 0 | 0
3517 | [5 empty] | 0 | 0 | 0 | 0 | 0
3518 | [5 empty] | 0 | 0 | 0 | 0 | 0
3519 | [5 empty] | 0 | 0 | 0 | 0 | 0
3520 | [5 empty] | 0 | 0 | 0 | 0 | 0
3521 | [5 empty] | 0 | 0 | 0 | 0 | 0
3522 | [5 empty] | 0 | 0 | 0 | 0 | 0
3523 | [5 empty] | 0 | 0 | 0 | 0 | 0
3524 | [5 empty] | 0 | 0 | 0 | 0 | 0
3525 | [5 empty] | 0 | 0 | 0 | 0 | 0
3526 | [5 empty] | 0 | 0 | 0 | 0 | 0
3527 | [5 empty] | 0 | 0 | 0 | 0 | 0
3528 | [5 empty] | 0 | 0 | 0 | 0 | 0
3529 | [5 empty] | 0 | 0 | 0 | 0 | 0
3530 | [5 empty] | 0 | 0 | 0 | 0 | 0
3531 | [5 empty] | 0 | 0 | 0 | 0 | 0
3532 | [5 empty] | 0 | 0 | 0 | 0 | 0
3533 | [5 empty] | 0 | 0 | 0 | 0 | 0
3534 | [5 empty] | 0 | 0 | 0 | 0 | 0
3535 | [5 empty] | 0 | 0 | 0 | 0 | 0
3536 | [5 empty] | 0 | 0 | 0 | 0 | 0
3537 | [5 empty] | 0 | 0 | 0 | 0 | 0
3538 | [5 empty] | 0 | 0 | 0 | 0 | 0
3539 | [5 empty] | 0 | 0 | 0 | 0 | 0
3540 | [5 empty] | 0 | 0 | 0 | 0 | 0
3541 | [5 empty] | 0 | 0 | 0 | 0 | 0
3542 | [5 empty] | 0 | 0 | 0 | 0 | 0
3543 | [5 empty] | 0 | 0 | 0 | 0 | 0
3544 | [5 empty] | 0 | 0 | 0 | 0 | 0
3545 | [5 empty] | 0 | 0 | 0 | 0 | 0
3546 | [5 empty] | 0 | 0 | 0 | 0 | 0
3547 | [5 empty] | 0 | 0 | 0 | 0 | 0
3548 | [5 empty] | 0 | 0 | 0 | 0 | 0
3549 | [5 empty] | 0 | 0 | 0 | 0 | 0
3550 | [5 empty] | 0 | 0 | 0 | 0 | 0
3551 | [5 empty] | 0 | 0 | 0 | 0 | 0
3552 | [5 empty] | 0 | 0 | 0 | 0 | 0
3553 | [5 empty] | 0 | 0 | 0 | 0 | 0
3554 | [5 empty] | 0 | 0 | 0 | 0 | 0
3555 | [5 empty] | 0 | 0 | 0 | 0 | 0
3556 | [5 empty] | 0 | 0 | 0 | 0 | 0
3557 | [5 empty] | 0 | 0 | 0 | 0 | 0
3558 | [5 empty] | 0 | 0 | 0 | 0 | 0
3559 | [5 empty] | 0 | 0 | 0 | 0 | 0
3560 | [5 empty] | 0 | 0 | 0 | 0 | 0
3561 | [5 empty] | 0 | 0 | 0 | 0 | 0
3562 | [5 empty] | 0 | 0 | 0 | 0 | 0
3563 | [5 empty] | 0 | 0 | 0 | 0 | 0
3564 | [5 empty] | 0 | 0 | 0 | 0 | 0
3565 | [5 empty] | 0 | 0 | 0 | 0 | 0
3566 | [5 empty] | 0 | 0 | 0 | 0 | 0
3567 | [5 empty] | 0 | 0 | 0 | 0 | 0
3568 | [5 empty] | 0 | 0 | 0 | 0 | 0
3569 | [5 empty] | 0 | 0 | 0 | 0 | 0
3570 | [5 empty] | 0 | 0 | 0 | 0 | 0
3571 | [5 empty] | 0 | 0 | 0 | 0 | 0
3572 | [5 empty] | 0 | 0 | 0 | 0 | 0
3573 | [5 empty] | 0 | 0 | 0 | 0 | 0
3574 | [5 empty] | 0 | 0 | 0 | 0 | 0
3575 | [5 empty] | 0 | 0 | 0 | 0 | 0
3576 | [5 empty] | 0 | 0 | 0 | 0 | 0
3577 | [5 empty] | 0 | 0 | 0 | 0 | 0
3578 | [5 empty] | 0 | 0 | 0 | 0 | 0
3579 | [5 empty] | 0 | 0 | 0 | 0 | 0
3580 | [5 empty] | 0 | 0 | 0 | 0 | 0
3581 | [5 empty] | 0 | 0 | 0 | 0 | 0
3582 | [5 empty] | 0 | 0 | 0 | 0 | 0
3583 | [5 empty] | 0 | 0 | 0 | 0 | 0
3584 | [5 empty] | 0 | 0 | 0 | 0 | 0
3585 | [5 empty] | 0 | 0 | 0 | 0 | 0
3586 | [5 empty] | 0 | 0 | 0 | 0 | 0
3587 | [5 empty] | 0 | 0 | 0 | 0 | 0
3588 | [5 empty] | 0 | 0 | 0 | 0 | 0
3589 | [5 empty] | 0 | 0 | 0 | 0 | 0
3590 | [5 empty] | 0 | 0 | 0 | 0 | 0
3591 | [5 empty] | 0 | 0 | 0 | 0 | 0
3592 | [5 empty] | 0 | 0 | 0 | 0 | 0
3593 | [5 empty] | 0 | 0 | 0 | 0 | 0
3594 | [5 empty] | 0 | 0 | 0 | 0 | 0
3595 | [5 empty] | 0 | 0 | 0 | 0 | 0
3596 | [5 empty] | 0 | 0 | 0 | 0 | 0
3597 | [5 empty] | 0 | 0 | 0 | 0 | 0
3598 | [5 empty] | 0 | 0 | 0 | 0 | 0
3599 | [5 empty] | 0 | 0 | 0 | 0 | 0
3600 | [5 empty] | 0 | 0 | 0 | 0 | 0
3601 | [5 empty] | 0 | 0 | 0 | 0 | 0
3602 | [5 empty] | 0 | 0 | 0 | 0 | 0
3603 | [5 empty] | 0 | 0 | 0 | 0 | 0
3604 | [5 empty] | 0 | 0 | 0 | 0 | 0
3605 | [5 empty] | 0 | 0 | 0 | 0 | 0
3606 | [5 empty] | 0 | 0 | 0 | 0 | 0
3607 | [5 empty] | 0 | 0 | 0 | 0 | 0
3608 | [5 empty] | 0 | 0 | 0 | 0 | 0
3609 | [5 empty] | 0 | 0 | 0 | 0 | 0
3610 | [5 empty] | 0 | 0 | 0 | 0 | 0
3611 | [5 empty] | 0 | 0 | 0 | 0 | 0
3612 | [5 empty] | 0 | 0 | 0 | 0 | 0
3613 | [5 empty] | 0 | 0 | 0 | 0 | 0
3614 | [5 empty] | 0 | 0 | 0 | 0 | 0
3615 | [5 empty] | 0 | 0 | 0 | 0 | 0
3616 | [5 empty] | 0 | 0 | 0 | 0 | 0
3617 | [5 empty] | 0 | 0 | 0 | 0 | 0
3618 | [5 empty] | 0 | 0 | 0 | 0 | 0
3619 | [5 empty] | 0 | 0 | 0 | 0 | 0
3620 | [5 empty] | 0 | 0 | 0 | 0 | 0
3621 | [5 empty] | 0 | 0 | 0 | 0 | 0
3622 | [5 empty] | 0 | 0 | 0 | 0 | 0
3623 | [5 empty] | 0 | 0 | 0 | 0 | 0
3624 | [5 empty] | 0 | 0 | 0 | 0 | 0
3625 | [5 empty] | 0 | 0 | 0 | 0 | 0
3626 | [5 empty] | 0 | 0 | 0 | 0 | 0
3627 | [5 empty] | 0 | 0 | 0 | 0 | 0
3628 | [5 empty] | 0 | 0 | 0 | 0 | 0
3629 | [5 empty] | 0 | 0 | 0 | 0 | 0
3630 | [5 empty] | 0 | 0 | 0 | 0 | 0
3631 | [5 empty] | 0 | 0 | 0 | 0 | 0
3632 | [5 empty] | 0 | 0 | 0 | 0 | 0
3633 | [5 empty] | 0 | 0 | 0 | 0 | 0
3634 | [5 empty] | 0 | 0 | 0 | 0 | 0
3635 | [5 empty] | 0 | 0 | 0 | 0 | 0
3636 | [5 empty] | 0 | 0 | 0 | 0 | 0
3637 | [5 empty] | 0 | 0 | 0 | 0 | 0
3638 | [5 empty] | 0 | 0 | 0 | 0 | 0
3639 | [5 empty] | 0 | 0 | 0 | 0 | 0
3640 | [5 empty] | 0 | 0 | 0 | 0 | 0
3641 | [5 empty] | 0 | 0 | 0 | 0 | 0
3642 | [5 empty] | 0 | 0 | 0 | 0 | 0
3643 | [5 empty] | 0 | 0 | 0 | 0 | 0
3644 | [5 empty] | 0 | 0 | 0 | 0 | 0
3645 | [5 empty] | 0 | 0 | 0 | 0 | 0
3646 | [5 empty] | 0 | 0 | 0 | 0 | 0
3647 | [5 empty] | 0 | 0 | 0 | 0 | 0
3648 | [5 empty] | 0 | 0 | 0 | 0 | 0
3649 | [5 empty] | 0 | 0 | 0 | 0 | 0
3650 | [5 empty] | 0 | 0 | 0 | 0 | 0
3651 | [5 empty] | 0 | 0 | 0 | 0 | 0
3652 | [5 empty] | 0 | 0 | 0 | 0 | 0
3653 | [5 empty] | 0 | 0 | 0 | 0 | 0
3654 | [5 empty] | 0 | 0 | 0 | 0 | 0
3655 | [5 empty] | 0 | 0 | 0 | 0 | 0
3656 | [5 empty] | 0 | 0 | 0 | 0 | 0
3657 | [5 empty] | 0 | 0 | 0 | 0 | 0
3658 | [5 empty] | 0 | 0 | 0 | 0 | 0
3659 | [5 empty] | 0 | 0 | 0 | 0 | 0
3660 | [5 empty] | 0 | 0 | 0 | 0 | 0
3661 | [5 empty] | 0 | 0 | 0 | 0 | 0
3662 | [5 empty] | 0 | 0 | 0 | 0 | 0
3663 | [5 empty] | 0 | 0 | 0 | 0 | 0
3664 | [5 empty] | 0 | 0 | 0 | 0 | 0
3665 | [5 empty] | 0 | 0 | 0 | 0 | 0
3666 | [5 empty] | 0 | 0 | 0 | 0 | 0
3667 | [5 empty] | 0 | 0 | 0 | 0 | 0
3668 | [5 empty] | 0 | 0 | 0 | 0 | 0
3669 | [5 empty] | 0 | 0 | 0 | 0 | 0
3670 | [5 empty] | 0 | 0 | 0 | 0 | 0
3671 | [5 empty] | 0 | 0 | 0 | 0 | 0
3672 | [5 empty] | 0 | 0 | 0 | 0 | 0
3673 | [5 empty] | 0 | 0 | 0 | 0 | 0
3674 | [5 empty] | 0 | 0 | 0 | 0 | 0
3675 | [5 empty] | 0 | 0 | 0 | 0 | 0
3676 | [5 empty] | 0 | 0 | 0 | 0 | 0
3677 | [5 empty] | 0 | 0 | 0 | 0 | 0
3678 | [5 empty] | 0 | 0 | 0 | 0 | 0
3679 | [5 empty] | 0 | 0 | 0 | 0 | 0
3680 | [5 empty] | 0 | 0 | 0 | 0 | 0
3681 | [5 empty] | 0 | 0 | 0 | 0 | 0
3682 | [5 empty] | 0 | 0 | 0 | 0 | 0
3683 | [5 empty] | 0 | 0 | 0 | 0 | 0
3684 | [5 empty] | 0 | 0 | 0 | 0 | 2
3685 | [5 empty] | 0 | 0 | 0 | 0 | 0
3686 | [5 empty] | 0 | 0 | 0 | 0 | 2
3687 | [5 empty] | 0 | 0 | 0 | 0 | 0
3688 | [5 empty] | 0 | 0 | 0 | 0 | 0
3689 | [5 empty] | 0 | 0 | 0 | 0 | 0
3690 | [5 empty] | 0 | 0 | 0 | 0 | 0
3691 | [5 empty] | 0 | 0 | 0 | 0 | 0
3692 | [5 empty] | 0 | 0 | 0 | 0 | 0
3693 | [5 empty] | 0 | 0 | 0 | 0 | 0
3694 | [5 empty] | 0 | 0 | 0 | 0 | 0
3695 | [5 empty] | 0 | 0 | 0 | 0 | 0
3696 | [5 empty] | 0 | 0 | 0 | 0 | 2
3697 | [5 empty] | 0 | 0 | 0 | 0 | 0
3698 | [5 empty] | 0 | 0 | 0 | 0 | 0
3699 | [5 empty] | 0 | 0 | 0 | 0 | 0
3700 | [5 empty] | 0 | 0 | 0 | 0 | 0
3701 | [5 empty] | 0 | 0 | 0 | 0 | 0
3702 | [5 empty] | 0 | 0 | 0 | 0 | 0
3703 | [5 empty] | 0 | 0 | 0 | 0 | 0
3704 | [5 empty] | 0 | 0 | 0 | 0 | 0
3705 | [5 empty] | 0 | 0 | 0 | 0 | 0
3706 | [5 empty] | 0 | 0 | 0 | 0 | 0
3707 | [5 empty] | 0 | 0 | 0 | 0 | 0
3708 | [5 empty] | 0 | 0 | 0 | 0 | 0
3709 | [5 empty] | 0 | 0 | 0 | 0 | 0
3710 | [5 empty] | 0 | 0 | 0 | 0 | 0
3711 | [5 empty] | 0 | 0 | 0 | 0 | 0
3712 | [5 empty] | 0 | 0 | 0 | 0 | 0
3713 | [5 empty] | 0 | 0 | 0 | 0 | 0
3714 | [5 empty] | 0 | 0 | 0 | 0 | 0
3715 | [5 empty] | 0 | 0 | 0 | 0 | 4
3716 | [5 empty] | 0 | 0 | 0 | 0 | 0
3717 | [5 empty] | 0 | 0 | 0 | 0 | 0
3718 | [5 empty] | 0 | 0 | 0 | 0 | 0
3719 | [5 empty] | 0 | 0 | 0 | 0 | 0
3720 | [5 empty] | 0 | 0 | 0 | 0 | 0
3721 | [5 empty] | 0 | 0 | 0 | 0 | 3
3722 | [5 empty] | 0 | 0 | 0 | 0 | 3
3723 | [5 empty] | 0 | 0 | 0 | 0 | 3
3724 | [5 empty] | 0 | 0 | 0 | 0 | 2
3725 | [5 empty] | 0 | 0 | 0 | 0 | 0
3726 | [5 empty] | 0 | 0 | 0 | 0 | 0
3727 | [5 empty] | 0 | 0 | 0 | 0 | 0
3728 | [5 empty] | 0 | 0 | 0 | 0 | 0
3729 | [5 empty] | 0 | 0 | 0 | 0 | 0
3730 | [5 empty] | 0 | 0 | 0 | 0 | 0
3731 | [5 empty] | 0 | 0 | 0 | 0 | 0
3732 | [5 empty] | 0 | 0 | 0 | 0 | 0
3733 | [5 empty] | 0 | 0 | 0 | 0 | 0
3734 | [5 empty] | 0 | 0 | 0 | 0 | 0
3735 | [5 empty] | 0 | 0 | 0 | 0 | 0
3736 | [5 empty] | 0 | 0 | 0 | 0 | 0
3737 | [5 empty] | 0 | 0 | 0 | 0 | 0
3738 | [5 empty] | 0 | 0 | 0 | 0 | 0
3739 | [5 empty] | 0 | 0 | 0 | 0 | 0
3740 | [5 empty] | 0 | 0 | 0 | 0 | 0
3741 | [5 empty] | 0 | 0 | 0 | 0 | 0
3742 | [5 empty] | 0 | 0 | 0 | 0 | 0
3743 | [5 empty] | 0 | 0 | 0 | 0 | 0
3744 | [5 empty] | 0 | 0 | 0 | 0 | 0
3745 | [5 empty] | 0 | 0 | 0 | 0 | 0
3746 | [5 empty] | 0 | 0 | 0 | 0 | 0
3747 | [5 empty] | 0 | 0 | 0 | 0 | 0
3748 | [5 empty] | 0 | 0 | 0 | 1 | 0
3749 | [5 empty] | 0 | 0 | 0 | 0 | 0
3750 | [5 empty] | 0 | 0 | 0 | 0 | 0
3751 | [5 empty] | 0 | 0 | 0 | 0 | 0
3752 | [5 empty] | 0 | 0 | 0 | 0 | 0
3753 | [5 empty] | 0 | 0 | 0 | 0 | 0
3754 | [5 empty] | 0 | 0 | 0 | 3 | 0
3755 | [5 empty] | 0 | 0 | 0 | 3 | 0
3756 | [5 empty] | 0 | 0 | 0 | 4 | 0
3757 | [5 empty] | 0 | 0 | 0 | 0 | 0
3758 | [5 empty] | 0 | 0 | 0 | 0 | 0
3759 | [5 empty] | 0 | 0 | 0 | 0 | 0
3760 | [5 empty] | 0 | 0 | 0 | 0 | 0
3761 | [5 empty] | 0 | 0 | 0 | 0 | 0
3762 | [5 empty] | 0 | 0 | 0 | 0 | 0
3763 | [5 empty] | 0 | 0 | 0 | 0 | 0
3764 | [5 empty] | 0 | 0 | 0 | 3 | 0
3765 | [5 empty] | 0 | 0 | 0 | 3 | 0
3766 | [5 empty] | 0 | 0 | 0 | 0 | 0
3767 | [5 empty] | 0 | 0 | 0 | 0 | 0
3768 | [5 empty] | 0 | 0 | 0 | 0 | 0
3769 | [5 empty] | 0 | 0 | 0 | 0 | 0
3770 | [5 empty] | 0 | 0 | 0 | 0 | 0
3771 | [5 empty] | 0 | 0 | 0 | 0 | 0
3772 | [5 empty] | 0 | 0 | 0 | 0 | 0
3773 | [5 empty] | 0 | 0 | 0 | 0 | 0
3774 | [5 empty] | 0 | 0 | 0 | 0 | 0
3775 | [5 empty] | 0 | 0 | 0 | 0 | 0
3776 | [5 empty] | 0 | 0 | 0 | 0 | 0
3777 | [5 empty] | 0 | 0 | 0 | 0 | 0
3778 | [5 empty] | 0 | 0 | 0 | 0 | 0
3779 | [5 empty] | 0 | 0 | 0 | 0 | 0
3780 | [5 empty] | 0 | 0 | 0 | 0 | 0
3781 | [5 empty] | 0 | 0 | 0 | 0 | 0
3782 | [5 empty] | 0 | 0 | 0 | 0 | 0
3783 | [5 empty] | 0 | 0 | 0 | 0 | 0
3784 | [5 empty] | 0 | 0 | 0 | 0 | 0
3785 | [5 empty] | 0 | 0 | 0 | 0 | 0
3786 | [5 empty] | 0 | 0 | 0 | 0 | 0
3787 | [5 empty] | 0 | 0 | 0 | 0 | 0
3788 | [5 empty] | 0 | 0 | 0 | 0 | 0
3789 | [5 empty] | 0 | 0 | 0 | 0 | 0
3790 | [5 empty] | 0 | 0 | 0 | 0 | 0
3791 | [5 empty] | 0 | 0 | 0 | 0 | 0
3792 | [5 empty] | 0 | 0 | 0 | 0 | 0
3793 | [5 empty] | 0 | 0 | 0 | 0 | 0
3794 | [5 empty] | 0 | 0 | 0 | 0 | 0
3795 | [5 empty] | 0 | 0 | 0 | 0 | 0
3796 | [5 empty] | 0 | 0 | 0 | 0 | 0
3797 | [5 empty] | 0 | 0 | 0 | 0 | 0
3798 | [5 empty] | 0 | 0 | 0 | 0 | 0
3799 | [5 empty] | 0 | 0 | 0 | 0 | 0
3800 | [5 empty] | 0 | 0 | 0 | 1 | 0
3801 | [5 empty] | 0 | 0 | 0 | 0 | 0
3802 | [5 empty] | 0 | 0 | 1 | 0 | 0
3803 | [5 empty] | 0 | 0 | 0 | 0 | 0
3804 | [5 empty] | 0 | 0 | 0 | 0 | 0
3805 | [5 empty] | 0 | 0 | 0 | 1 | 0
3806 | [5 empty] | 0 | 0 | 0 | 0 | 0
3807 | [5 empty] | 0 | 0 | 0 | 0 | 0
3808 | [5 empty] | 0 | 0 | 0 | 0 | 0
3809 | [5 empty] | 0 | 0 | 0 | 0 | 0
3810 | [5 empty] | 0 | 0 | 1 | 0 | 0
3811 | [5 empty] | 0 | 0 | 0 | 0 | 0
3812 | [5 empty] | 0 | 0 | 0 | 0 | 0
3813 | [5 empty] | 0 | 0 | 0 | 0 | 0
3814 | [5 empty] | 0 | 0 | 0 | 0 | 0
3815 | [5 empty] | 0 | 0 | 0 | 0 | 0
3816 | [5 empty] | 0 | 0 | 0 | 0 | 0
3817 | [5 empty] | 0 | 0 | 0 | 0 | 0
3818 | [5 empty] | 0 | 0 | 0 | 0 | 0
3819 | [5 empty] | 0 | 0 | 0 | 0 | 0
3820 | [5 empty] | 0 | 0 | 0 | 0 | 0
3821 | [5 empty] | 0 | 0 | 0 | 1 | 0
3822 | [5 empty] | 0 | 0 | 0 | 0 | 0
3823 | [5 empty] | 0 | 0 | 1 | 0 | 0
3824 | [5 empty] | 0 | 0 | 0 | 0 | 0
3825 | [5 empty] | 0 | 0 | 0 | 0 | 0
3826 | [5 empty] | 0 | 0 | 0 | 0 | 0
3827 | [5 empty] | 0 | 0 | 0 | 0 | 0
3828 | [5 empty] | 0 | 0 | 0 | 0 | 0
3829 | [5 empty] | 0 | 0 | 0 | 0 | 0
3830 | [5 empty] | 0 | 0 | 0 | 0 | 0
3831 | [5 empty] | 0 | 0 | 0 | 0 | 0
3832 | [5 empty] | 0 | 0 | 0 | 0 | 0
3833 | [5 empty] | 0 | 0 | 0 | 0 | 0
3834 | [5 empty] | 0 | 0 | 0 | 0 | 0
3835 | [5 empty] | 0 | 0 | 0 | 0 | 0
3836 | [5 empty] | 0 | 0 | 0 | 0 | 0
3837 | [5 empty] | 0 | 0 | 0 | 0 | 0
3838 | [5 empty] | 0 | 0 | 0 | 0 | 0
3839 | [5 empty] | 0 | 0 | 0 | 0 | 0
3840 | [5 empty] | 0 | 0 | 0 | 0 | 0
3841 | [5 empty] | 0 | 0 | 0 | 0 | 0
3842 | [5 empty] | 0 | 4 | 0 | 0 | 0
3843 | [5 empty] | 0 | 0 | 0 | 0 | 0
3844 | [5 empty] | 0 | 0 | 0 | 0 | 0
3845 | [5 empty] | 0 | 0 | 0 | 0 | 0
3846 | [5 empty] | 0 | 0 | 0 | 0 | 0
3847 | [5 empty] | 0 | 0 | 0 | 0 | 0
3848 | [5 empty] | 0 | 0 | 0 | 0 | 0
3849 | [5 empty] | 0 | 0 | 0 | 0 | 0
3850 | [5 empty] | 0 | 0 | 0 | 0 | 0
3851 | [5 empty] | 0 | 0 | 0 | 1 | 0
3852 | [5 empty] | 0 | 0 | 0 | 0 | 0
3853 | [5 empty] | 0 | 0 | 0 | 0 | 0
3854 | [5 empty] | 0 | 0 | 0 | 0 | 0
3855 | [5 empty] | 0 | 0 | 0 | 0 | 0
3856 | [5 empty] | 0 | 0 | 0 | 0 | 0
3857 | [5 empty] | 0 | 0 | 0 | 0 | 0
3858 | [5 empty] | 0 | 0 | 0 | 1 | 0
3859 | [5 empty] | 0 | 0 | 0 | 0 | 0
3860 | [5 empty] | 0 | 0 | 0 | 0 | 0
3861 | [5 empty] | 0 | 0 | 0 | 0 | 0
3862 | [5 empty] | 0 | 0 | 0 | 0 | 0
3863 | [5 empty] | 0 | 0 | 0 | 0 | 0
3864 | [5 empty] | 0 | 0 | 0 | 0 | 0
3865 | [5 empty] | 0 | 0 | 0 | 0 | 0
3866 | [5 empty] | 0 | 0 | 0 | 0 | 0
3867 | [5 empty] | 0 | 0 | 0 | 0 | 0
3868 | [5 empty] | 0 | 0 | 0 | 0 | 0
3869 | [5 empty] | 0 | 2 | 0 | 0 | 0
3870 | [5 empty] | 0 | 0 | 0 | 0 | 0
3871 | [5 empty] | 0 | 0 | 0 | 0 | 0
3872 | [5 empty] | 0 | 0 | 1 | 0 | 0
3873 | [5 empty] | 0 | 0 | 0 | 0 | 0
3874 | [5 empty] | 0 | 0 | 0 | 0 | 0
3875 | [5 empty] | 0 | 0 | 0 | 0 | 0
3876 | [5 empty] | 0 | 0 | 0 | 0 | 0
3877 | [5 empty] | 0 | 0 | 0 | 0 | 0
3878 | [5 empty] | 0 | 0 | 0 | 0 | 0
3879 | [5 empty] | 0 | 0 | 0 | 0 | 0
3880 | [5 empty] | 0 | 0 | 0 | 0 | 0
3881 | [5 empty] | 0 | 0 | 0 | 0 | 0
3882 | [5 empty] | 0 | 0 | 0 | 0 | 0
3883 | [5 empty] | 0 | 0 | 0 | 0 | 0
3884 | [5 empty] | 0 | 0 | 0 | 0 | 0
3885 | [5 empty] | 0 | 0 | 0 | 0 | 0
3886 | [5 empty] | 0 | 0 | 0 | 0 | 0
3887 | [5 empty] | 0 | 0 | 0 | 0 | 0
3888 | [5 empty] | 0 | 2 | 0 | 0 | 0
3889 | [5 empty] | 0 | 0 | 0 | 0 | 0
3890 | [5 empty] | 0 | 0 | 1 | 0 | 0
3891 | [5 empty] | 0 | 0 | 0 | 0 | 0
3892 | [5 empty] | 0 | 0 | 0 | 0 | 0
3893 | [5 empty] | 0 | 0 | 0 | 0 | 0
3894 | [5 empty] | 0 | 0 | 0 | 0 | 0
3895 | [5 empty] | 0 | 0 | 0 | 0 | 0
3896 | [5 empty] | 0 | 0 | 0 | 0 | 0
3897 | [5 empty] | 0 | 0 | 0 | 0 | 0
3898 | [5 empty] | 0 | 0 | 0 | 0 | 0
3899 | [5 empty] | 0 | 0 | 0 | 0 | 0
3900 | [5 empty] | 0 | 0 | 0 | 0 | 0
3901 | [5 empty] | 0 | 0 | 0 | 0 | 0
3902 | [5 empty] | 0 | 0 | 0 | 0 | 0
3903 | [5 empty] | 0 | 0 | 0 | 0 | 0
3904 | [5 empty] | 0 | 0 | 0 | 0 | 0
3905 | [5 empty] | 0 | 0 | 0 | 0 | 0
3906 | [5 empty] | 0 | 0 | 0 | 0 | 0
3907 | [5 empty] | 0 | 0 | 0 | 0 | 0
3908 | [5 empty] | 0 | 0 | 0 | 0 | 0
3909 | [5 empty] | 0 | 0 | 0 | 0 | 0
3910 | [5 empty] | 0 | 0 | 1 | 0 | 0
3911 | [5 empty] | 0 | 0 | 0 | 0 | 0
3912 | [5 empty] | 0 | 0 | 0 | 0 | 0
3913 | [5 empty] | 0 | 0 | 0 | 0 | 0
3914 | [5 empty] | 0 | 0 | 0 | 0 | 0
3915 | [5 empty] | 0 | 0 | 0 | 0 | 0
3916 | [5 empty] | 0 | 0 | 0 | 0 | 0
3917 | [5 empty] | 4 | 0 | 0 | 0 | 0
3918 | [5 empty] | 0 | 0 | 0 | 0 | 0
3919 | [5 empty] | 0 | 0 | 0 | 0 | 0
3920 | [5 empty] | 0 | 0 | 0 | 0 | 0
3921 | [5 empty] | 0 | 0 | 0 | 0 | 0
3922 | [5 empty] | 0 | 0 | 0 | 0 | 0
3923 | [5 empty] | 0 | 0 | 0 | 0 | 0
3924 | [5 empty] | 0 | 0 | 0 | 0 | 0
3925 | [5 empty] | 0 | 0 | 0 | 0 | 0
3926 | [5 empty] | 0 | 0 | 0 | 0 | 0
3927 | [5 empty] | 0 | 0 | 0 | 0 | 0
3928 | [5 empty] | 0 | 0 | 0 | 0 | 0
3929 | [5 empty] | 0 | 2 | 0 | 0 | 0
3930 | [5 empty] | 0 | 0 | 0 | 0 | 0
3931 | [5 empty] | 0 | 0 | 0 | 0 | 0
3932 | [5 empty] | 0 | 0 | 0 | 0 | 0
3933 | [5 empty] | 0 | 0 | 0 | 0 | 0
3934 | [5 empty] | 0 | 0 | 0 | 0 | 0
3935 | [5 empty] | 0 | 0 | 0 | 0 | 0
3936 | [5 empty] | 0 | 0 | 0 | 0 | 0
3937 | [5 empty] | 0 | 0 | 0 | 0 | 0
3938 | [5 empty] | 0 | 0 | 0 | 0 | 0
3939 | [5 empty] | 0 | 0 | 0 | 0 | 0
3940 | [5 empty] | 0 | 0 | 0 | 0 | 0
3941 | [5 empty] | 0 | 0 | 0 | 0 | 0
3942 | [5 empty] | 0 | 0 | 3 | 0 | 0
3943 | [5 empty] | 0 | 0 | 3 | 0 | 0
3944 | [5 empty] | 0 | 0 | 4 | 0 | 0
3945 | [5 empty] | 0 | 0 | 0 | 0 | 0
3946 | [5 empty] | 0 | 0 | 0 | 0 | 0
3947 | [5 empty] | 0 | 0 | 3 | 0 | 0
3948 | [5 empty] | 0 | 0 | 2 | 0 | 0
3949 | [5 empty] | 0 | 0 | 0 | 0 | 0
3950 | [5 empty] | 0 | 0 | 0 | 0 | 0
3951 | [5 empty] | 0 | 0 | 0 | 0 | 0
3952 | [5 empty] | 0 | 0 | 0 | 0 | 0
3953 | [5 empty] | 0 | 0 | 0 | 0 | 0
3954 | [5 empty] | 0 | 0 | 0 | 0 | 0
3955 | [5 empty] | 0 | 0 | 0 | 0 | 0
3956 | [5 empty] | 0 | 0 | 0 | 0 | 0
3957 | [5 empty] | 0 | 0 | 0 | 0 | 0
3958 | [5 empty] | 0 | 0 | 0 | 0 | 0
3959 | [5 empty] | 0 | 0 | 0 | 0 | 0
3960 | [5 empty] | 0 | 0 | 0 | 0 | 0
3961 | [5 empty] | 0 | 0 | 0 | 0 | 0
3962 | [5 empty] | 0 | 0 | 0 | 0 | 0
3963 | [5 empty] | 0 | 0 | 0 | 0 | 0
3964 | [5 empty] | 0 | 0 | 0 | 0 | 0
3965 | [5 empty] | 0 | 0 | 0 | 0 | 0
3966 | [5 empty] | 0 | 0 | 0 | 0 | 0
3967 | [5 empty] | 0 | 2 | 0 | 0 | 0
3968 | [5 empty] | 0 | 0 | 0 | 0 | 0
3969 | [5 empty] | 0 | 0 | 0 | 0 | 0
3970 | [5 empty] | 0 | 0 | 0 | 0 | 0
3971 | [5 empty] | 0 | 0 | 0 | 0 | 0
3972 | [5 empty] | 0 | 0 | 0 | 0 | 0
3973 | [5 empty] | 0 | 0 | 0 | 0 | 0
3974 | [5 empty] | 0 | 0 | 0 | 0 | 0
3975 | [5 empty] | 0 | 0 | 0 | 0 | 0
3976 | [5 empty] | 0 | 0 | 0 | 0 | 0
3977 | [5 empty] | 0 | 0 | 0 | 0 | 0
3978 | [5 empty] | 0 | 0 | 0 | 0 | 0
3979 | [5 empty] | 0 | 0 | 0 | 0 | 0
3980 | [5 empty] | 0 | 0 | 0 | 0 | 0
3981 | [5 empty] | 0 | 0 | 0 | 0 | 0
3982 | [5 empty] | 0 | 0 | 0 | 0 | 0
3983 | [5 empty] | 0 | 0 | 0 | 0 | 0
3984 | [5 empty] | 0 | 0 | 0 | 0 | 0
3985 | [5 empty] | 0 | 0 | 0 | 0 | 0
3986 | [5 empty] | 0 | 0 | 0 | 0 | 0
3987 | [5 empty] | 0 | 0 | 0 | 0 | 0
3988 | [5 empty] | 0 | 0 | 0 | 0 | 0
3989 | [5 empty] | 0 | 0 | 0 | 0 | 0
3990 | [5 empty] | 0 | 0 | 0 | 0 | 0
3991 | [5 empty] | 0 | 0 | 0 | 0 | 0
3992 | [5 empty] | 0 | 0 | 0 | 0 | 0
3993 | [5 empty] | 0 | 0 | 0 | 0 | 0
3994 | [5 empty] | 0 | 0 | 0 | 0 | 0
3995 | [5 empty] | 0 | 0 | 0 | 0 | 0
3996 | [5 empty] | 0 | 0 | 0 | 0 | 0
3997 | [5 empty] | 0 | 0 | 0 | 0 | 0
3998 | [5 empty] | 0 | 0 | 0 | 0 | 0
3999 | [5 empty] | 0 | 0 | 0 | 0 | 0
4000 | [5 empty] | 0 | 0 | 0 | 0 | 0
4001 | [5 empty] | 0 | 0 | 0 | 0 | 0
4002 | [5 empty] | 0 | 0 | 0 | 0 | 0
4003 | [5 empty] | 0 | 0 | 0 | 0 | 3
4004 | [5 empty] | 0 | 0 | 0 | 0 | 3
4005 | [5 empty] | 0 | 0 | 0 | 0 | 0
4006 | [5 empty] | 0 | 0 | 0 | 0 | 0
4007 | [5 empty] | 0 | 0 | 0 | 0 | 0
4008 | [5 empty] | 0 | 0 | 0 | 0 | 0
4009 | [5 empty] | 0 | 0 | 0 | 0 | 0
4010 | [5 empty] | 0 | 0 | 0 | 0 | 0
4011 | [5 empty] | 0 | 0 | 0 | 0 | 0
4012 | [5 empty] | 0 | 0 | 0 | 0 | 0
4013 | [5 empty] | 0 | 0 | 0 | 0 | 0
4014 | [5 empty] | 0 | 0 | 0 | 0 | 0
4015 | [5 empty] | 0 | 0 | 0 | 0 | 0
4016 | [5 empty] | 0 | 0 | 0 | 0 | 0
4017 | [5 empty] | 0 | 0 | 0 | 0 | 0
4018 | [5 empty] | 0 | 0 | 0 | 0 | 0
4019 | [5 empty] | 0 | 0 | 0 | 0 | 0
4020 | [5 empty] | 0 | 0 | 0 | 0 | 0
4021 | [5 empty] | 0 | 0 | 0 | 0 | 0
4022 | [5 empty] | 0 | 0 | 0 | 0 | 0
4023 | [5 empty] | 0 | 0 | 0 | 0 | 0
4024 | [5 empty] | 0 | 0 | 0 | 0 | 0
4025 | [5 empty] | 0 | 0 | 0 | 0 | 0
4026 | [5 empty] | 0 | 0 | 0 | 0 | 0
4027 | [5 empty] | 0 | 0 | 0 | 0 | 0
4028 | [5 empty] | 0 | 0 | 0 | 0 | 0
4029 | [5 empty] | 0 | 0 | 0 | 0 | 0
4030 | [5 empty] | 0 | 0 | 0 | 0 | 0
4031 | [5 empty] | 0 | 0 | 0 | 0 | 0
4032 | [5 empty] | 0 | 0 | 0 | 0 | 0
4033 | [5 empty] | 0 | 0 | 0 | 0 | 0
4034 | [5 empty] | 0 | 0 | 0 | 0 | 2
4035 | [5 empty] | 0 | 0 | 0 | 0 | 0
4036 | [5 empty] | 0 | 0 | 0 | 0 | 0
4037 | [5 empty] | 0 | 0 | 0 | 0 | 0
4038 | [5 empty] | 0 | 0 | 0 | 0 | 0
4039 | [5 empty] | 0 | 0 | 0 | 0 | 0
4040 | [5 empty] | 0 | 0 | 0 | 0 | 0
4041 | [5 empty] | 0 | 0 | 0 | 0 | 0
4042 | [5 empty] | 0 | 0 | 0 | 0 | 0
4043 | [5 empty] | 0 | 0 | 0 | 0 | 0
4044 | [5 empty] | 0 | 0 | 0 | 0 | 0
4045 | [5 empty] | 0 | 0 | 0 | 0 | 0
4046 | [5 empty] | 0 | 0 | 0 | 0 | 0
4047 | [5 empty] | 0 | 0 | 0 | 0 | 0
4048 | [5 empty] | 0 | 0 | 0 | 0 | 0
4049 | [5 empty] | 0 | 0 | 0 | 0 | 0
4050 | [5 empty] | 0 | 0 | 0 | 0 | 0
4051 | [5 empty] | 0 | 0 | 0 | 0 | 0
4052 | [5 empty] | 0 | 0 | 0 | 0 | 0
4053 | [5 empty] | 0 | 0 | 0 | 0 | 0
4054 | [5 empty] | 0 | 0 | 0 | 0 | 0
4055 | [5 empty] | 0 | 0 | 0 | 0 | 0
4056 | [5 empty] | 0 | 0 | 0 | 0 | 0
4057 | [5 empty] | 0 | 0 | 0 | 0 | 0
4058 | [5 empty] | 0 | 0 | 0 | 0 | 0
4059 | [5 empty] | 0 | 0 | 0 | 0 | 0
4060 | [5 empty] | 0 | 0 | 0 | 0 | 0
4061 | [5 empty] | 0 | 0 | 0 | 0 | 0
4062 | [5 empty] | 0 | 0 | 0 | 0 | 0
4063 | [5 empty] | 0 | 0 | 0 | 0 | 0
4064 | [5 empty] | 0 | 0 | 0 | 0 | 0
4065 | [5 empty] | 0 | 0 | 0 | 0 | 0
4066 | [5 empty] | 0 | 0 | 0 | 0 | 0
4067 | [5 empty] | 0 | 0 | 0 | 0 | 0
4068 | [5 empty] | 0 | 0 | 0 | 0 | 0
4069 | [5 empty] | 0 | 0 | 0 | 0 | 0
4070 | [5 empty] | 0 | 0 | 0 | 0 | 0
4071 | [5 empty] | 0 | 0 | 0 | 0 | 0
4072 | [5 empty] | 0 | 0 | 0 | 0 | 0
4073 | [5 empty] | 0 | 0 | 0 | 0 | 2
4074 | [5 empty] | 0 | 0 | 0 | 0 | 0
4075 | [5 empty] | 0 | 0 | 0 | 0 | 0
4076 | [5 empty] | 0 | 0 | 0 | 0 | 0
4077 | [5 empty] | 0 | 0 | 0 | 0 | 0
4078 | [5 empty] | 0 | 0 | 0 | 0 | 0
4079 | [5 empty] | 0 | 0 | 0 | 0 | 0
4080 | [5 empty] | 0 | 0 | 0 | 0 | 0
4081 | [5 empty] | 0 | 0 | 0 | 0 | 0
4082 | [5 empty] | 0 | 0 | 0 | 0 | 0
4083 | [5 empty] | 0 | 0 | 0 | 0 | 0
4084 | [5 empty] | 0 | 0 | 0 | 0 | 0
4085 | [5 empty] | 0 | 0 | 0 | 0 | 0
4086 | [5 empty] | 0 | 0 | 0 | 0 | 0
4087 | [5 empty] | 0 | 0 | 0 | 0 | 0
4088 | [5 empty] | 0 | 0 | 0 | 0 | 0
4089 | [5 empty] | 0 | 0 | 0 | 0 | 0
4090 | [5 empty] | 0 | 0 | 0 | 0 | 0
4091 | [5 empty] | 0 | 0 | 0 | 0 | 0
4092 | [5 empty] | 0 | 0 | 0 | 0 | 0
4093 | [5 empty] | 0 | 0 | 0 | 0 | 0
4094 | [5 empty] | 0 | 0 | 0 | 0 | 0
4095 | [5 empty] | 0 | 0 | 0 | 0 | 0
4096 | [5 empty] | 0 | 0 | 0 | 0 | 0
4097 | [5 empty] | 0 | 0 | 0 | 0 | 0
4098 | [5 empty] | 0 | 0 | 0 | 0 | 0
4099 | [5 empty] | 0 | 0 | 0 | 0 | 0
4100 | [5 empty] | 0 | 0 | 0 | 0 | 0
4101 | [5 empty] | 0 | 0 | 0 | 0 | 0
4102 | [5 empty] | 0 | 0 | 0 | 0 | 0
4103 | [5 empty] | 0 | 0 | 0 | 0 | 0
4104 | [5 empty] | 0 | 0 | 0 | 0 | 0
4105 | [5 empty] | 0 | 0 | 0 | 0 | 0
4106 | [5 empty] | 0 | 0 | 0 | 0 | 0
4107 | [5 empty] | 0 | 0 | 0 | 0 | 0
4108 | [5 empty] | 0 | 0 | 0 | 0 | 0
4109 | [5 empty] | 0 | 0 | 0 | 0 | 0
4110 | [5 empty] | 0 | 0 | 0 | 0 | 0
4111 | [5 empty] | 0 | 0 | 0 | 0 | 0
4112 | [5 empty] | 0 | 0 | 0 | 0 | 0
4113 | [5 empty] | 0 | 0 | 0 | 0 | 0
4114 | [5 empty] | 0 | 0 | 0 | 0 | 0
4115 | [5 empty] | 0 | 0 | 0 | 0 | 0
4116 | [5 empty] | 0 | 0 | 0 | 0 | 0
4117 | [5 empty] | 0 | 0 | 0 | 0 | 0
4118 | [5 empty] | 0 | 0 | 0 | 0 | 0
4119 | [5 empty] | 0 | 0 | 0 | 0 | 0
4120 | [5 empty] | 0 | 0 | 0 | 0 | 0
4121 | [5 empty] | 0 | 0 | 0 | 0 | 0
4122 | [5 empty] | 0 | 0 | 0 | 0 | 0
4123 | [5 empty] | 0 | 0 | 0 | 0 | 0
4124 | [5 empty] | 0 | 0 | 0 | 0 | 0
4125 | [5 empty] | 0 | 0 | 0 | 0 | 0
4126 | [5 empty] | 0 | 0 | 0 | 0 | 0
4127 | [5 empty] | 0 | 0 | 0 | 0 | 0
4128 | [5 empty] | 0 | 0 | 0 | 0 | 0
4129 | [5 empty] | 0 | 0 | 0 | 0 | 0
4130 | [5 empty] | 0 | 0 | 0 | 0 | 0
4131 | [5 empty] | 0 | 0 | 0 | 0 | 0
4132 | [5 empty] | 0 | 0 | 0 | 0 | 0
4133 | [5 empty] | 0 | 0 | 0 | 0 | 0
4134 | [5 empty] | 0 | 0 | 0 | 0 | 0
4135 | [5 empty] | 0 | 0 | 0 | 0 | 0
4136 | [5 empty] | 0 | 0 | 0 | 0 | 0
4137 | [5 empty] | 0 | 0 | 0 | 0 | 0
4138 | [5 empty] | 0 | 0 | 0 | 0 | 0
4139 | [5 empty] | 0 | 0 | 0 | 0 | 0
4140 | [5 empty] | 0 | 0 | 0 | 0 | 0
4141 | [5 empty] | 0 | 0 | 0 | 0 | 0
4142 | [5 empty] | 0 | 0 | 0 | 0 | 0
4143 | [5 empty] | 0 | 0 | 0 | 0 | 0
4144 | [5 empty] | 0 | 0 | 0 | 0 | 0
4145 | [5 empty] | 0 | 0 | 0 | 0 | 0
4146 | [5 empty] | 0 | 0 | 0 | 0 | 0
4147 | [5 empty] | 0 | 0 | 0 | 0 | 0
4148 | [5 empty] | 0 | 0 | 0 | 0 | 0
4149 | [5 empty] | 0 | 0 | 0 | 0 | 0
4150 | [5 empty] | 0 | 0 | 0 | 0 | 0
4151 | [5 empty] | 0 | 0 | 0 | 0 | 0
4152 | [5 empty] | 0 | 0 | 0 | 0 | 0
4153 | [5 empty] | 0 | 0 | 0 | 0 | 0
4154 | [5 empty] | 0 | 0 | 0 | 0 | 0
4155 | [5 empty] | 0 | 0 | 0 | 0 | 0
4156 | [5 empty] | 0 | 0 | 0 | 0 | 0
4157 | [5 empty] | 0 | 0 | 0 | 0 | 0
4158 | [5 empty] | 0 | 0 | 0 | 0 | 0
4159 | [5 empty] | 0 | 0 | 0 | 0 | 0
4160 | [5 empty] | 0 | 0 | 0 | 0 | 0
4161 | [5 empty] | 0 | 0 | 0 | 0 | 0
4162 | [5 empty] | 0 | 0 | 0 | 0 | 0
4163 | [5 empty] | 0 | 0 | 0 | 0 | 0
4164 | [5 empty] | 0 | 0 | 0 | 0 | 0
4165 | [5 empty] | 0 | 0 | 0 | 0 | 0
4166 | [5 empty] | 0 | 0 | 0 | 0 | 0
4167 | [5 empty] | 0 | 0 | 0 | 0 | 0
4168 | [5 empty] | 0 | 0 | 0 | 0 | 0
4169 | [5 empty] | 0 | 0 | 0 | 0 | 0
4170 | [5 empty] | 0 | 0 | 0 | 0 | 0
4171 | [5 empty] | 0 | 0 | 0 | 0 | 0
4172 | [5 empty] | 0 | 0 | 0 | 0 | 0
4173 | [5 empty] | 0 | 0 | 0 | 0 | 0
4174 | [5 empty] | 0 | 0 | 0 | 0 | 0
4175 | [5 empty] | 0 | 0 | 0 | 0 | 0
4176 | [5 empty] | 0 | 0 | 0 | 0 | 0
4177 | [5 empty] | 0 | 0 | 0 | 0 | 0
4178 | [5 empty] | 0 | 0 | 0 | 0 | 0
4179 | [5 empty] | 0 | 0 | 0 | 0 | 0
4180 | [5 empty] | 0 | 0 | 0 | 0 | 0
4181 | [5 empty] | 0 | 0 | 0 | 0 | 0
4182 | [5 empty] | 0 | 0 | 0 | 0 | 0
4183 | [5 empty] | 0 | 0 | 0 | 0 | 0
4184 | [5 empty] | 0 | 0 | 0 | 0 | 0
4185 | [5 empty] | 0 | 0 | 0 | 0 | 0
4186 | [5 empty] | 0 | 0 | 0 | 0 | 0
4187 | [5 empty] | 0 | 0 | 0 | 0 | 0
4188 | [5 empty] | 0 | 0 | 0 | 0 | 0
4189 | [5 empty] | 0 | 0 | 0 | 0 | 0
4190 | [5 empty] | 0 | 0 | 0 | 0 | 0
4191 | [5 empty] | 0 | 0 | 0 | 0 | 0
4192 | [5 empty] | 0 | 0 | 0 | 0 | 0
4193 | [5 empty] | 0 | 0 | 0 | 0 | 0
4194 | [5 empty] | 0 | 0 | 0 | 0 | 0
4195 | [5 empty] | 0 | 0 | 0 | 0 | 0
4196 | [5 empty] | 0 | 0 | 0 | 0 | 0
4197 | [5 empty] | 0 | 0 | 0 | 0 | 0
4198 | [5 empty] | 0 | 0 | 0 | 0 | 0
4199 | [5 empty] | 0 | 0 | 0 | 0 | 0
4200 | [5 empty] | 0 | 0 | 0 | 0 | 0
4201 | [5 empty] | 0 | 0 | 0 | 0 | 0
4202 | [5 empty] | 0 | 0 | 0 | 0 | 0
4203 | [5 empty] | 0 | 0 | 0 | 0 | 0
4204 | [5 empty] | 0 | 0 | 0 | 0 | 0
4205 | [5 empty] | 0 | 0 | 0 | 0 | 0
4206 | [5 empty] | 0 | 0 | 0 | 0 | 0
4207 | [5 empty] | 0 | 0 | 0 | 0 | 0
4208 | [5 empty] | 0 | 0 | 0 | 0 | 0
4209 | [5 empty] | 0 | 0 | 0 | 0 | 0
4210 | [5 empty] | 0 | 0 | 0 | 0 | 0
4211 | [5 empty] | 0 | 0 | 0 | 0 | 0
4212 | [5 empty] | 0 | 0 | 0 | 0 | 0
4213 | [5 empty] | 0 | 0 | 0 | 0 | 0
4214 | [5 empty] | 0 | 0 | 0 | 0 | 0
4215 | [5 empty] | 0 | 0 | 0 | 0 | 0
4216 | [5 empty] | 0 | 0 | 0 | 0 | 0
4217 | [5 empty] | 0 | 0 | 0 | 0 | 0
4218 | [5 empty] | 0 | 0 | 0 | 0 | 0
4219 | [5 empty] | 0 | 0 | 0 | 0 | 0
4220 | [5 empty] | 0 | 0 | 0 | 0 | 0
4221 | [5 empty] | 0 | 0 | 0 | 0 | 0
4222 | [5 empty] | 0 | 0 | 0 | 0 | 0
4223 | [5 empty] | 0 | 0 | 0 | 0 | 0
4224 | [5 empty] | 0 | 0 | 0 | 0 | 0
4225 | [5 empty] | 0 | 0 | 0 | 0 | 0
4226 | [5 empty] | 0 | 0 | 0 | 0 | 0
4227 | [5 empty] | 0 | 0 | 0 | 0 | 0
4228 | [5 empty] | 0 | 0 | 0 | 0 | 0
4229 | [5 empty] | 0 | 0 | 0 | 0 | 0
4230 | [5 empty] | 0 | 0 | 0 | 0 | 0
4231 | [5 empty] | 0 | 0 | 0 | 0 | 0
4232 | [5 empty] | 0 | 0 | 0 | 0 | 0
4233 | [5 empty] | 0 | 0 | 0 | 0 | 0
4234 | [5 empty] | 0 | 0 | 0 | 0 | 0
4235 | [5 empty] | 0 | 0 | 0 | 0 | 0
4236 | [5 empty] | 0 | 0 | 0 | 0 | 0
4237 | [5 empty] | 0 | 0 | 0 | 0 | 0
4238 | [5 empty] | 0 | 0 | 0 | 0 | 0
4239 | [5 empty] | 0 | 0 | 0 | 0 | 0
4240 | [5 empty] | 0 | 0 | 0 | 0 | 0
4241 | [5 empty] | 0 | 0 | 0 | 0 | 0
4242 | [5 empty] | 0 | 0 | 0 | 0 | 0
4243 | [5 empty] | 0 | 0 | 0 | 0 | 0
4244 | [5 empty] | 0 | 0 | 0 | 0 | 0
4245 | [5 empty] | 0 | 0 | 0 | 0 | 0
4246 | [5 empty] | 0 | 0 | 0 | 0 | 0
4247 | [5 empty] | 0 | 0 | 0 | 0 | 0
4248 | [5 empty] | 0 | 0 | 0 | 0 | 0
4249 | [5 empty] | 0 | 0 | 0 | 0 | 0
4250 | [5 empty] | 0 | 0 | 0 | 0 | 0
4251 | [5 empty] | 0 | 0 | 0 | 0 | 0
4252 | [5 empty] | 0 | 0 | 0 | 0 | 0
4253 | [5 empty] | 0 | 0 | 0 | 0 | 0
4254 | [5 empty] | 0 | 0 | 0 | 0 | 0
4255 | [5 empty] | 0 | 0 | 0 | 0 | 0
4256 | [5 empty] | 0 | 0 | 0 | 0 | 0
4257 | [5 empty] | 0 | 0 | 0 | 0 | 0
4258 | [5 empty] | 0 | 0 | 0 | 0 | 0
4259 | [5 empty] | 0 | 0 | 0 | 0 | 0
4260 | [5 empty] | 0 | 0 | 0 | 0 | 0
4261 | [5 empty] | 0 | 0 | 0 | 0 | 0
4262 | [5 empty] | 0 | 0 | 0 | 0 | 0
4263 | [5 empty] | 0 | 0 | 0 | 0 | 0
4264 | [5 empty] | 0 | 0 | 0 | 0 | 0
4265 | [5 empty] | 0 | 0 | 0 | 0 | 0
4266 | [5 empty] | 0 | 0 | 0 | 0 | 0
4267 | [5 empty] | 0 | 0 | 0 | 0 | 0
4268 | [5 empty] | 0 | 0 | 0 | 0 | 0
4269 | [5 empty] | 0 | 0 | 0 | 0 | 0
4270 | [5 empty] | 0 | 0 | 0 | 0 | 0
4271 | [5 empty] | 0 | 0 | 0 | 0 | 0
4272 | [5 empty] | 0 | 0 | 0 | 0 | 0
4273 | [5 empty] | 0 | 0 | 0 | 0 | 0
4274 | [5 empty] | 0 | 0 | 0 | 0 | 0
4275 | [5 empty] | 0 | 0 | 0 | 0 | 0
4276 | [5 empty] | 0 | 0 | 0 | 0 | 0
4277 | [5 empty] | 0 | 0 | 0 | 0 | 0
4278 | [5 empty] | 0 | 0 | 0 | 0 | 0
4279 | [5 empty] | 0 | 0 | 0 | 0 | 0
4280 | [5 empty] | 0 | 0 | 0 | 0 | 0
4281 | [5 empty] | 0 | 0 | 0 | 0 | 0
4282 | [5 empty] | 0 | 0 | 0 | 0 | 0
4283 | [5 empty] | 0 | 0 | 0 | 0 | 0
4284 | [5 empty] | 0 | 0 | 0 | 0 | 0
4285 | [5 empty] | 0 | 0 | 0 | 0 | 0
4286 | [5 empty] | 0 | 0 | 0 | 0 | 0
4287 | [5 empty] | 0 | 0 | 0 | 0 | 0
4288 | [5 empty] | 0 | 0 | 0 | 0 | 0
4289 | [5 empty] | 0 | 0 | 0 | 0 | 0
4290 | [5 empty] | 0 | 0 | 0 | 0 | 0
4291 | [5 empty] | 0 | 0 | 0 | 0 | 0
4292 | [5 empty] | 0 | 0 | 0 | 0 | 0
4293 | [5 empty] | 0 | 0 | 0 | 0 | 0
4294 | [5 empty] | 0 | 0 | 0 | 0 | 0
4295 | [5 empty] | 0 | 0 | 0 | 0 | 0
4296 | [5 empty] | 0 | 0 | 0 | 0 | 0
4297 | [5 empty] | 0 | 0 | 0 | 0 | 0
4298 | [5 empty] | 0 | 0 | 0 | 0 | 0
4299 | [5 empty] | 0 | 0 | 0 | 0 | 0
4300 | [5 empty] | 0 | 0 | 0 | 0 | 0
4301 | [5 empty] | 0 | 0 | 0 | 0 | 0
4302 | [5 empty] | 0 | 0 | 0 | 0 | 0
4303 | [5 empty] | 0 | 0 | 0 | 0 | 0
4304 | [5 empty] | 0 | 0 | 0 | 0 | 0
4305 | [5 empty] | 0 | 0 | 0 | 0 | 0
4306 | [5 empty] | 0 | 0 | 0 | 0 | 0
4307 | [5 empty] | 0 | 0 | 0 | 0 | 0
4308 | [5 empty] | 0 | 0 | 0 | 0 | 0
4309 | [5 empty] | 0 | 0 | 0 | 0 | 0
4310 | [5 empty] | 0 | 0 | 0 | 0 | 0
4311 | [5 empty] | 0 | 0 | 0 | 0 | 0
4312 | [5 empty] | 0 | 0 | 0 | 0 | 0
4313 | [5 empty] | 0 | 0 | 0 | 0 | 0
4314 | [5 empty] | 0 | 0 | 0 | 0 | 0
4315 | [5 empty] | 0 | 0 | 0 | 0 | 0
4316 | [5 empty] | 0 | 0 | 0 | 0 | 0
4317 | [5 empty] | 0 | 0 | 0 | 0 | 0
4318 | [5 empty] | 0 | 0 | 0 | 0 | 0
4319 | [5 empty] | 0 | 0 | 0 | 0 | 0
4320 | [5 empty] | 0 | 0 | 0 | 0 | 0
4321 | [5 empty] | 0 | 0 | 0 | 0 | 0
4322 | [5 empty] | 0 | 0 | 0 | 0 | 0
4323 | [5 empty] | 0 | 0 | 0 | 0 | 0
4324 | [5 empty] | 0 | 0 | 0 | 0 | 0
4325 | [5 empty] | 0 | 0 | 0 | 0 | 0
4326 | [5 empty] | 0 | 0 | 0 | 0 | 0
4327 | [5 empty] | 0 | 0 | 0 | 0 | 0
4328 | [5 empty] | 0 | 0 | 0 | 0 | 0
4329 | [5 empty] | 0 | 0 | 0 | 0 | 0
4330 | [5 empty] | 0 | 0 | 0 | 0 | 0
4331 | [5 empty] | 0 | 0 | 0 | 0 | 0
4332 | [5 empty] | 0 | 0 | 0 | 0 | 0
4333 | [5 empty] | 0 | 0 | 0 | 0 | 0
4334 | [5 empty] | 0 | 0 | 0 | 0 | 0
4335 | [5 empty] | 0 | 0 | 0 | 0 | 0
4336 | [5 empty] | 0 | 0 | 0 | 0 | 0
4337 | [5 empty] | 0 | 0 | 0 | 0 | 0
4338 | [5 empty] | 0 | 0 | 0 | 0 | 0
4339 | [5 empty] | 0 | 0 | 0 | 0 | 0
4340 | [5 empty] | 0 | 0 | 0 | 0 | 0
4341 | [5 empty] | 0 | 0 | 0 | 0 | 0
4342 | [5 empty] | 0 | 0 | 0 | 0 | 0
4343 | [5 empty] | 0 | 0 | 0 | 0 | 0
4344 | [5 empty] | 0 | 0 | 0 | 0 | 0
4345 | [5 empty] | 0 | 0 | 0 | 0 | 0
4346 | [5 empty] | 0 | 0 | 0 | 0 | 0
4347 | [5 empty] | 0 | 0 | 0 | 0 | 0
4348 | [5 empty] | 0 | 0 | 0 | 0 | 0
4349 | [5 empty] | 0 | 0 | 0 | 0 | 0
4350 | [5 empty] | 0 | 0 | 0 | 0 | 0
4351 | [5 empty] | 0 | 0 | 0 | 0 | 0
4352 | [5 empty] | 0 | 0 | 0 | 0 | 0
4353 | [5 empty] | 0 | 0 | 0 | 0 | 0
4354 | [5 empty] | 0 | 0 | 0 | 0 | 0
4355 | [5 empty] | 0 | 0 | 0 | 0 | 0
4356 | [5 empty] | 0 | 0 | 0 | 0 | 0
4357 | [5 empty] | 0 | 0 | 0 | 0 | 0
4358 | [5 empty] | 0 | 0 | 0 | 0 | 0
4359 | [5 empty] | 0 | 0 | 0 | 0 | 0
4360 | [5 empty] | 0 | 0 | 0 | 0 | 0
4361 | [5 empty] | 0 | 0 | 0 | 0 | 0
4362 | [5 empty] | 0 | 0 | 0 | 0 | 0
4363 | [5 empty] | 0 | 0 | 0 | 0 | 0
4364 | [5 empty] | 0 | 0 | 0 | 0 | 0
4365 | [5 empty] | 0 | 0 | 0 | 0 | 0
4366 | [5 empty] | 0 | 0 | 0 | 0 | 0
4367 | [5 empty] | 0 | 0 | 0 | 0 | 0
4368 | [5 empty] | 0 | 0 | 0 | 0 | 0
4369 | [5 empty] | 0 | 0 | 0 | 0 | 0
4370 | [5 empty] | 0 | 0 | 0 | 0 | 0
4371 | [5 empty] | 0 | 0 | 0 | 0 | 0
4372 | [5 empty] | 0 | 0 | 0 | 0 | 0
4373 | [5 empty] | 0 | 0 | 0 | 0 | 0
4374 | [5 empty] | 0 | 0 | 0 | 0 | 0
4375 | [5 empty] | 0 | 0 | 0 | 0 | 0
4376 | [5 empty] | 0 | 0 | 0 | 0 | 0
4377 | [5 empty] | 0 | 0 | 0 | 0 | 0
4378 | [5 empty] | 0 | 0 | 0 | 0 | 0
4379 | [5 empty] | 0 | 0 | 0 | 0 | 0
4380 | [5 empty] | 0 | 0 | 0 | 0 | 0
4381 | [5 empty] | 0 | 0 | 0 | 0 | 0
4382 | [5 empty] | 0 | 0 | 0 | 0 | 0
4383 | [5 empty] | 0 | 0 | 0 | 0 | 0
4384 | [5 empty] | 0 | 0 | 0 | 0 | 0
4385 | [5 empty] | 0 | 0 | 0 | 0 | 0
4386 | [5 empty] | 0 | 0 | 0 | 0 | 0
4387 | [5 empty] | 0 | 0 | 0 | 0 | 0
4388 | [5 empty] | 0 | 0 | 0 | 0 | 0
4389 | [5 empty] | 0 | 0 | 0 | 0 | 0
4390 | [5 empty] | 0 | 0 | 0 | 0 | 0
4391 | [5 empty] | 0 | 0 | 0 | 0 | 0
4392 | [5 empty] | 0 | 0 | 0 | 0 | 0
4393 | [5 empty] | 0 | 0 | 0 | 0 | 0
4394 | [5 empty] | 0 | 0 | 0 | 0 | 0
4395 | [5 empty] | 0 | 0 | 0 | 0 | 0
4396 | [5 empty] | 0 | 0 | 0 | 0 | 0
4397 | [5 empty] | 0 | 0 | 0 | 0 | 0
4398 | [5 empty] | 0 | 0 | 0 | 0 | 0
4399 | [5 empty] | 0 | 0 | 0 | 0 | 0
4400 | [5 empty] | 0 | 0 | 0 | 0 | 0
4401 | [5 empty] | 0 | 0 | 0 | 0 | 0
4402 | [5 empty] | 0 | 0 | 0 | 0 | 0
4403 | [5 empty] | 0 | 0 | 0 | 0 | 0
4404 | [5 empty] | 0 | 0 | 0 | 0 | 0
4405 | [5 empty] | 0 | 0 | 0 | 0 | 0
4406 | [5 empty] | 0 | 0 | 0 | 0 | 0
4407 | [5 empty] | 0 | 0 | 0 | 0 | 0
4408 | [5 empty] | 0 | 0 | 0 | 0 | 0
4409 | [5 empty] | 0 | 0 | 0 | 0 | 0
4410 | [5 empty] | 0 | 0 | 0 | 0 | 0
4411 | [5 empty] | 0 | 0 | 0 | 0 | 0
4412 | [5 empty] | 0 | 0 | 0 | 0 | 0
4413 | [5 empty] | 0 | 0 | 0 | 0 | 0
4414 | [5 empty] | 0 | 0 | 0 | 0 | 0
4415 | [5 empty] | 0 | 0 | 0 | 0 | 0
4416 | [5 empty] | 0 | 0 | 0 | 0 | 0
4417 | [5 empty] | 0 | 0 | 0 | 0 | 0
4418 | [5 empty] | 0 | 0 | 0 | 0 | 0
4419 | [5 empty] | 0 | 0 | 0 | 0 | 0
4420 | [5 empty] | 0 | 0 | 0 | 0 | 0
4421 | [5 empty] | 0 | 0 | 0 | 0 | 0
4422 | [5 empty] | 0 | 0 | 0 | 0 | 0
4423 | [5 empty] | 0 | 0 | 0 | 0 | 0
4424 | [5 empty] | 0 | 0 | 0 | 0 | 0
4425 | [5 empty] | 0 | 0 | 0 | 0 | 0
4426 | [5 empty] | 0 | 0 | 0 | 0 | 0
4427 | [5 empty] | 0 | 0 | 0 | 0 | 0
4428 | [5 empty] | 0 | 0 | 0 | 0 | 0
4429 | [5 empty] | 0 | 0 | 0 | 0 | 0
4430 | [5 empty] | 0 | 0 | 0 | 0 | 0
4431 | [5 empty] | 0 | 0 | 0 | 0 | 0
4432 | [5 empty] | 0 | 0 | 0 | 0 | 0
4433 | [5 empty] | 0 | 0 | 0 | 0 | 0
4434 | [5 empty] | 0 | 0 | 0 | 0 | 0
4435 | [5 empty] | 0 | 0 | 0 | 0 | 0
4436 | [5 empty] | 0 | 0 | 0 | 0 | 0
4437 | [5 empty] | 0 | 0 | 0 | 0 | 0
4438 | [5 empty] | 0 | 0 | 0 | 0 | 0
4439 | [5 empty] | 0 | 0 | 0 | 0 | 0
4440 | [5 empty] | 0 | 0 | 0 | 0 | 0
4441 | [5 empty] | 0 | 0 | 0 | 0 | 0
4442 | [5 empty] | 0 | 0 | 0 | 0 | 0
4443 | [5 empty] | 0 | 0 | 0 | 0 | 0
4444 | [5 empty] | 0 | 0 | 0 | 0 | 0
4445 | [5 empty] | 0 | 0 | 0 | 0 | 0
4446 | [5 empty] | 0 | 0 | 0 | 0 | 0
4447 | [5 empty] | 0 | 0 | 0 | 0 | 0
4448 | [5 empty] | 0 | 0 | 0 | 0 | 0
4449 | [5 empty] | 0 | 0 | 0 | 0 | 0
4450 | [5 empty] | 0 | 0 | 0 | 0 | 0
4451 | [5 empty] | 0 | 0 | 0 | 0 | 0
4452 | [5 empty] | 0 | 0 | 0 | 0 | 0
4453 | [5 empty] | 0 | 0 | 0 | 0 | 0
4454 | [5 empty] | 0 | 0 | 0 | 0 | 0
4455 | [5 empty] | 0 | 0 | 0 | 0 | 0
4456 | [5 empty] | 0 | 0 | 0 | 0 | 0
4457 | [5 empty] | 0 | 0 | 0 | 0 | 0
4458 | [5 empty] | 0 | 0 | 0 | 0 | 0
4459 | [5 empty] | 0 | 0 | 0 | 0 | 0
4460 | [5 empty] | 0 | 0 | 0 | 0 | 0
4461 | [5 empty] | 0 | 0 | 0 | 0 | 0
4462 | [5 empty] | 0 | 0 | 0 | 0 | 0
4463 | [5 empty] | 0 | 0 | 0 | 0 | 0
4464 | [5 empty] | 0 | 0 | 0 | 0 | 0
4465 | [5 empty] | 0 | 0 | 0 | 0 | 0
4466 | [5 empty] | 0 | 0 | 0 | 0 | 0
4467 | [5 empty] | 0 | 0 | 0 | 0 | 0
4468 | [5 empty] | 0 | 0 | 0 | 0 | 0
4469 | [5 empty] | 0 | 0 | 0 | 0 | 0
4470 | [5 empty] | 0 | 0 | 0 | 0 | 0
4471 | [5 empty] | 0 | 0 | 0 | 0 | 0
4472 | [5 empty] | 0 | 0 | 0 | 0 | 0
4473 | [5 empty] | 0 | 0 | 0 | 0 | 0
4474 | [5 empty] | 0 | 0 | 0 | 0 | 0
4475 | [5 empty] | 0 | 0 | 0 | 0 | 0
4476 | [5 empty] | 0 | 0 | 0 | 0 | 0
4477 | [5 empty] | 0 | 0 | 0 | 0 | 0
4478 | [5 empty] | 0 | 0 | 0 | 0 | 0
4479 | [5 empty] | 0 | 0 | 0 | 0 | 0
4480 | [5 empty] | 0 | 0 | 0 | 0 | 0
4481 | [5 empty] | 0 | 0 | 0 | 0 | 0
4482 | [5 empty] | 0 | 0 | 0 | 0 | 0
4483 | [5 empty] | 0 | 0 | 0 | 0 | 0
4484 | [5 empty] | 0 | 0 | 0 | 0 | 0
4485 | [5 empty] | 0 | 0 | 0 | 0 | 0
4486 | [5 empty] | 0 | 0 | 0 | 0 | 0
4487 | [5 empty] | 0 | 0 | 0 | 0 | 0
4488 | [5 empty] | 0 | 0 | 0 | 0 | 0
4489 | [5 empty] | 0 | 0 | 0 | 0 | 0
4490 | [5 empty] | 0 | 0 | 0 | 0 | 0
4491 | [5 empty] | 0 | 0 | 0 | 0 | 0
4492 | [5 empty] | 0 | 0 | 0 | 0 | 0
4493 | [5 empty] | 0 | 0 | 0 | 0 | 0
4494 | [5 empty] | 0 | 0 | 0 | 0 | 0
4495 | [5 empty] | 0 | 0 | 0 | 0 | 0
4496 | [5 empty] | 0 | 0 | 0 | 0 | 0
4497 | [5 empty] | 0 | 0 | 0 | 0 | 0
4498 | [5 empty] | 0 | 0 | 0 | 0 | 0
4499 | [5 empty] | 0 | 0 | 0 | 0 | 0
4500 | [5 empty] | 0 | 0 | 0 | 0 | 0
4501 | [5 empty] | 0 | 0 | 0 | 0 | 0
4502 | [5 empty] | 0 | 0 | 0 | 0 | 0
4503 | [5 empty] | 0 | 0 | 0 | 0 | 0
4504 | [5 empty] | 0 | 0 | 0 | 0 | 0
4505 | [5 empty] | 0 | 0 | 0 | 0 | 0
4506 | [5 empty] | 0 | 0 | 0 | 0 | 0
4507 | [5 empty] | 0 | 0 | 0 | 0 | 0
4508 | [5 empty] | 0 | 0 | 0 | 0 | 0
4509 | [5 empty] | 0 | 0 | 0 | 0 | 0
4510 | [5 empty] | 0 | 0 | 0 | 0 | 0
4511 | [5 empty] | 0 | 0 | 0 | 0 | 0
4512 | [5 empty] | 0 | 0 | 0 | 0 | 0
4513 | [5 empty] | 0 | 0 | 0 | 0 | 0
4514 | [5 empty] | 0 | 0 | 0 | 0 | 0
4515 | [5 empty] | 0 | 0 | 0 | 0 | 0
4516 | [5 empty] | 0 | 0 | 0 | 0 | 0
4517 | [5 empty] | 0 | 0 | 0 | 0 | 0
4518 | [5 empty] | 0 | 0 | 0 | 0 | 0
4519 | [5 empty] | 0 | 0 | 0 | 0 | 0
4520 | [5 empty] | 0 | 0 | 0 | 0 | 0
4521 | [5 empty] | 0 | 0 | 0 | 0 | 0
4522 | [5 empty] | 0 | 0 | 0 | 0 | 0
4523 | [5 empty] | 0 | 0 | 0 | 0 | 0
4524 | [5 empty] | 0 | 0 | 0 | 0 | 0
4525 | [5 empty] | 0 | 0 | 0 | 0 | 0
4526 | [5 empty] | 0 | 0 | 0 | 0 | 0
4527 | [5 empty] | 0 | 0 | 0 | 0 | 0
4528 | [5 empty] | 0 | 0 | 0 | 0 | 0
4529 | [5 empty] | 0 | 0 | 0 | 0 | 0
4530 | [5 empty] | 0 | 0 | 0 | 0 | 0
4531 | [5 empty] | 0 | 0 | 0 | 0 | 0
4532 | [5 empty] | 0 | 0 | 0 | 0 | 0
4533 | [5 empty] | 0 | 0 | 0 | 0 | 0
4534 | [5 empty] | 0 | 0 | 0 | 0 | 0
4535 | [5 empty] | 0 | 0 | 0 | 0 | 0
4536 | [5 empty] | 0 | 0 | 0 | 0 | 0
4537 | [5 empty] | 0 | 0 | 0 | 0 | 0
4538 | [5 empty] | 0 | 0 | 0 | 0 | 0
4539 | [5 empty] | 0 | 0 | 0 | 0 | 0
4540 | [5 empty] | 0 | 0 | 0 | 0 | 0
4541 | [5 empty] | 0 | 0 | 0 | 0 | 0
4542 | [5 empty] | 0 | 0 | 0 | 0 | 0
4543 | [5 empty] | 0 | 0 | 0 | 0 | 0
4544 | [5 empty] | 0 | 0 | 0 | 0 | 0
4545 | [5 empty] | 0 | 0 | 0 | 0 | 0
4546 | [5 empty] | 0 | 0 | 0 | 0 | 0
4547 | [5 empty] | 0 | 0 | 0 | 0 | 0
4548 | [5 empty] | 0 | 0 | 0 | 0 | 0
4549 | [5 empty] | 0 | 0 | 0 | 0 | 0
4550 | [5 empty] | 0 | 0 | 0 | 0 | 0
4551 | [5 empty] | 0 | 0 | 0 | 0 | 0
4552 | [5 empty] | 0 | 0 | 0 | 0 | 0
4553 | [5 empty] | 0 | 0 | 0 | 0 | 0
4554 | [5 empty] | 0 | 0 | 0 | 0 | 0
4555 | [5 empty] | 0 | 0 | 0 | 0 | 0
4556 | [5 empty] | 0 | 0 | 0 | 0 | 0
4557 | [5 empty] | 0 | 0 | 0 | 0 | 0
4558 | [5 empty] | 0 | 0 | 0 | 0 | 0
4559 | [5 empty] | 0 | 0 | 0 | 0 | 0
4560 | [5 empty] | 0 | 0 | 0 | 0 | 0
4561 | [5 empty] | 0 | 0 | 0 | 0 | 0
4562 | [5 empty] | 0 | 0 | 0 | 0 | 0
4563 | [5 empty] | 0 | 0 | 0 | 0 | 0
4564 | [5 empty] | 0 | 0 | 0 | 0 | 0
4565 | [5 empty] | 0 | 0 | 0 | 0 | 0
4566 | [5 empty] | 0 | 0 | 0 | 0 | 0
4567 | [5 empty] | 0 | 0 | 0 | 0 | 0
4568 | [5 empty] | 0 | 0 | 0 | 0 | 0
4569 | [5 empty] | 0 | 0 | 0 | 0 | 0
4570 | [5 empty] | 0 | 0 | 0 | 0 | 0
4571 | [5 empty] | 0 | 0 | 0 | 3 | 0
4572 | [5 empty] | 0 | 0 | 0 | 3 | 0
4573 | [5 empty] | 0 | 0 | 0 | 3 | 0
4574 | [5 empty] | 0 | 0 | 4 | 3 | 0
4575 | [5 empty] | 0 | 0 | 0 | 3 | 0
4576 | [5 empty] | 0 | 0 | 0 | 3 | 0
4577 | [5 empty] | 0 | 0 | 0 | 3 | 0
4578 | [5 empty] | 0 | 0 | 0 | 0 | 0
4579 | [5 empty] | 0 | 0 | 0 | 0 | 0
4580 | [5 empty] | 0 | 0 | 0 | 0 | 0
4581 | [5 empty] | 0 | 0 | 1 | 0 | 0
4582 | [5 empty] | 0 | 0 | 0 | 0 | 0
4583 | [5 empty] | 0 | 0 | 0 | 0 | 0
4584 | [5 empty] | 0 | 0 | 0 | 0 | 0
4585 | [5 empty] | 0 | 0 | 0 | 0 | 0
4586 | [5 empty] | 0 | 0 | 0 | 0 | 0
4587 | [5 empty] | 0 | 0 | 0 | 0 | 0
4588 | [5 empty] | 0 | 0 | 0 | 0 | 0
4589 | [5 empty] | 0 | 0 | 0 | 0 | 0
4590 | [5 empty] | 0 | 0 | 0 | 0 | 0
4591 | [5 empty] | 0 | 0 | 0 | 0 | 0
4592 | [5 empty] | 0 | 0 | 0 | 0 | 0
4593 | [5 empty] | 0 | 0 | 0 | 0 | 0
4594 | [5 empty] | 0 | 0 | 0 | 0 | 0
4595 | [5 empty] | 0 | 0 | 0 | 0 | 0
4596 | [5 empty] | 0 | 0 | 0 | 0 | 0
4597 | [5 empty] | 0 | 0 | 0 | 0 | 0
4598 | [5 empty] | 0 | 0 | 0 | 0 | 0
4599 | [5 empty] | 0 | 0 | 0 | 0 | 0
4600 | [5 empty] | 0 | 0 | 0 | 0 | 0
4601 | [5 empty] | 0 | 0 | 0 | 0 | 0
4602 | [5 empty] | 0 | 0 | 0 | 0 | 0
4603 | [5 empty] | 0 | 0 | 0 | 0 | 0
4604 | [5 empty] | 0 | 0 | 0 | 0 | 0
4605 | [5 empty] | 0 | 0 | 1 | 0 | 0
4606 | [5 empty] | 0 | 0 | 0 | 0 | 0
4607 | [5 empty] | 0 | 0 | 0 | 0 | 0
4608 | [5 empty] | 0 | 0 | 0 | 0 | 0
4609 | [5 empty] | 0 | 0 | 0 | 0 | 0
4610 | [5 empty] | 0 | 0 | 1 | 0 | 0
4611 | [5 empty] | 0 | 0 | 0 | 0 | 0
4612 | [5 empty] | 0 | 0 | 0 | 0 | 0
4613 | [5 empty] | 0 | 0 | 0 | 1 | 0
4614 | [5 empty] | 0 | 0 | 0 | 0 | 0
4615 | [5 empty] | 0 | 0 | 0 | 0 | 0
4616 | [5 empty] | 0 | 0 | 0 | 0 | 0
4617 | [5 empty] | 0 | 0 | 0 | 0 | 0
4618 | [5 empty] | 0 | 0 | 0 | 0 | 0
4619 | [5 empty] | 0 | 0 | 0 | 0 | 0
4620 | [5 empty] | 0 | 0 | 0 | 0 | 0
4621 | [5 empty] | 0 | 0 | 0 | 0 | 0
4622 | [5 empty] | 0 | 0 | 0 | 0 | 0
4623 | [5 empty] | 0 | 0 | 0 | 0 | 0
4624 | [5 empty] | 0 | 0 | 0 | 0 | 0
4625 | [5 empty] | 0 | 0 | 0 | 0 | 0
4626 | [5 empty] | 0 | 0 | 0 | 0 | 0
4627 | [5 empty] | 0 | 0 | 0 | 0 | 0
4628 | [5 empty] | 0 | 0 | 0 | 1 | 0
4629 | [5 empty] | 0 | 0 | 0 | 0 | 0
4630 | [5 empty] | 0 | 0 | 0 | 0 | 0
4631 | [5 empty] | 0 | 0 | 0 | 0 | 0
4632 | [5 empty] | 0 | 0 | 0 | 0 | 0
4633 | [5 empty] | 0 | 0 | 0 | 0 | 0
4634 | [5 empty] | 0 | 0 | 0 | 1 | 0
4635 | [5 empty] | 0 | 0 | 0 | 0 | 0
4636 | [5 empty] | 0 | 0 | 0 | 0 | 0
4637 | [5 empty] | 0 | 0 | 0 | 0 | 0
4638 | [5 empty] | 0 | 0 | 0 | 0 | 0
4639 | [5 empty] | 0 | 0 | 0 | 0 | 0
4640 | [5 empty] | 0 | 0 | 0 | 0 | 0
4641 | [5 empty] | 0 | 0 | 3 | 0 | 0
4642 | [5 empty] | 0 | 0 | 3 | 0 | 0
4643 | [5 empty] | 0 | 0 | 3 | 0 | 0
4644 | [5 empty] | 0 | 0 | 2 | 0 | 0
4645 | [5 empty] | 0 | 0 | 0 | 0 | 0
4646 | [5 empty] | 0 | 0 | 0 | 0 | 0
4647 | [5 empty] | 0 | 0 | 0 | 0 | 0
4648 | [5 empty] | 0 | 0 | 0 | 0 | 0
4649 | [5 empty] | 0 | 0 | 0 | 0 | 0
4650 | [5 empty] | 0 | 0 | 0 | 0 | 0
4651 | [5 empty] | 0 | 0 | 0 | 0 | 0
4652 | [5 empty] | 0 | 0 | 0 | 0 | 0
4653 | [5 empty] | 0 | 0 | 0 | 0 | 0
4654 | [5 empty] | 0 | 0 | 0 | 0 | 0
4655 | [5 empty] | 0 | 0 | 0 | 0 | 0
4656 | [5 empty] | 0 | 0 | 0 | 0 | 0
4657 | [5 empty] | 0 | 0 | 0 | 0 | 0
4658 | [5 empty] | 0 | 0 | 0 | 0 | 0
4659 | [5 empty] | 0 | 0 | 0 | 0 | 0
4660 | [5 empty] | 0 | 0 | 0 | 0 | 0
4661 | [5 empty] | 0 | 0 | 0 | 0 | 0
4662 | [5 empty] | 0 | 0 | 0 | 0 | 0
4663 | [5 empty] | 0 | 0 | 0 | 0 | 0
4664 | [5 empty] | 0 | 0 | 0 | 0 | 0
4665 | [5 empty] | 0 | 0 | 0 | 0 | 0
4666 | [5 empty] | 0 | 0 | 0 | 0 | 0
4667 | [5 empty] | 0 | 0 | 0 | 0 | 0
4668 | [5 empty] | 0 | 0 | 0 | 0 | 0
4669 | [5 empty] | 0 | 0 | 0 | 0 | 0
4670 | [5 empty] | 0 | 0 | 0 | 0 | 0
4671 | [5 empty] | 0 | 0 | 0 | 0 | 0
4672 | [5 empty] | 0 | 0 | 0 | 0 | 0
4673 | [5 empty] | 0 | 0 | 0 | 0 | 0
4674 | [5 empty] | 0 | 0 | 0 | 0 | 0
4675 | [5 empty] | 0 | 0 | 0 | 0 | 0
4676 | [5 empty] | 0 | 0 | 0 | 0 | 0
4677 | [5 empty] | 0 | 0 | 0 | 0 | 0
4678 | [5 empty] | 0 | 0 | 0 | 0 | 0
4679 | [5 empty] | 0 | 0 | 0 | 1 | 0
4680 | [5 empty] | 1 | 0 | 0 | 0 | 0
4681 | [5 empty] | 0 | 0 | 0 | 0 | 0
4682 | [5 empty] | 0 | 0 | 0 | 0 | 0
4683 | [5 empty] | 0 | 0 | 0 | 0 | 0
4684 | [5 empty] | 0 | 0 | 0 | 0 | 0
4685 | [5 empty] | 0 | 0 | 0 | 3 | 0
4686 | [5 empty] | 0 | 0 | 0 | 3 | 0
4687 | [5 empty] | 0 | 0 | 0 | 0 | 0
4688 | [5 empty] | 0 | 0 | 0 | 0 | 0
4689 | [5 empty] | 0 | 0 | 0 | 0 | 0
4690 | [5 empty] | 0 | 0 | 0 | 0 | 0
4691 | [5 empty] | 0 | 0 | 0 | 0 | 0
4692 | [5 empty] | 0 | 0 | 0 | 0 | 0
4693 | [5 empty] | 0 | 0 | 0 | 0 | 0
4694 | [5 empty] | 0 | 0 | 0 | 0 | 0
4695 | [5 empty] | 0 | 0 | 0 | 0 | 0
4696 | [5 empty] | 0 | 0 | 0 | 0 | 0
4697 | [5 empty] | 0 | 0 | 0 | 0 | 0
4698 | [5 empty] | 0 | 0 | 0 | 0 | 0
4699 | [5 empty] | 0 | 0 | 0 | 0 | 0
4700 | [5 empty] | 0 | 0 | 0 | 0 | 0
4701 | [5 empty] | 0 | 0 | 0 | 0 | 0
4702 | [5 empty] | 0 | 0 | 0 | 0 | 0
4703 | [5 empty] | 0 | 0 | 0 | 0 | 0
4704 | [5 empty] | 3 | 0 | 0 | 0 | 0
4705 | [5 empty] | 3 | 0 | 0 | 0 | 0
4706 | [5 empty] | 3 | 0 | 0 | 0 | 0
4707 | [5 empty] | 3 | 0 | 0 | 0 | 0
4708 | [5 empty] | 0 | 0 | 0 | 0 | 0
4709 | [5 empty] | 0 | 0 | 0 | 0 | 0
4710 | [5 empty] | 0 | 0 | 0 | 0 | 0
4711 | [5 empty] | 0 | 0 | 0 | 0 | 0
4712 | [5 empty] | 0 | 0 | 0 | 0 | 0
4713 | [5 empty] | 0 | 0 | 0 | 0 | 0
4714 | [5 empty] | 1 | 0 | 0 | 0 | 0
4715 | [5 empty] | 0 | 0 | 0 | 0 | 0
4716 | [5 empty] | 3 | 0 | 0 | 0 | 0
4717 | [5 empty] | 0 | 0 | 0 | 0 | 0
4718 | [5 empty] | 0 | 0 | 0 | 0 | 0
4719 | [5 empty] | 0 | 0 | 0 | 0 | 0
4720 | [5 empty] | 0 | 0 | 0 | 0 | 0
4721 | [5 empty] | 0 | 0 | 0 | 0 | 0
4722 | [5 empty] | 0 | 0 | 0 | 0 | 0
4723 | [5 empty] | 0 | 0 | 0 | 0 | 0
4724 | [5 empty] | 0 | 0 | 0 | 0 | 0
4725 | [5 empty] | 0 | 1 | 0 | 0 | 0
4726 | [5 empty] | 0 | 0 | 0 | 0 | 0
4727 | [5 empty] | 0 | 0 | 0 | 0 | 0
4728 | [5 empty] | 0 | 3 | 0 | 0 | 0
4729 | [5 empty] | 0 | 3 | 0 | 0 | 0
4730 | [5 empty] | 0 | 4 | 0 | 0 | 0
4731 | [5 empty] | 0 | 0 | 0 | 0 | 0
4732 | [5 empty] | 0 | 0 | 0 | 0 | 0
4733 | [5 empty] | 0 | 0 | 0 | 0 | 0
4734 | [5 empty] | 0 | 3 | 0 | 0 | 0
4735 | [5 empty] | 0 | 0 | 0 | 0 | 0
4736 | [5 empty] | 0 | 0 | 0 | 0 | 0
4737 | [5 empty] | 0 | 0 | 0 | 0 | 0
4738 | [5 empty] | 0 | 0 | 0 | 0 | 0
4739 | [5 empty] | 0 | 0 | 0 | 0 | 0
4740 | [5 empty] | 0 | 0 | 0 | 0 | 0
4741 | [5 empty] | 0 | 0 | 0 | 0 | 0
4742 | [5 empty] | 0 | 0 | 0 | 0 | 0
4743 | [5 empty] | 0 | 0 | 0 | 0 | 0
4744 | [5 empty] | 0 | 1 | 0 | 0 | 3
4745 | [5 empty] | 0 | 0 | 0 | 0 | 3
4746 | [5 empty] | 0 | 0 | 0 | 0 | 3
4747 | [5 empty] | 0 | 0 | 0 | 0 | 3
4748 | [5 empty] | 0 | 0 | 0 | 0 | 3
4749 | [5 empty] | 0 | 0 | 0 | 0 | 3
4750 | [5 empty] | 0 | 0 | 0 | 0 | 3
4751 | [5 empty] | 0 | 0 | 0 | 0 | 3
4752 | [5 empty] | 0 | 0 | 0 | 0 | 4
4753 | [5 empty] | 0 | 0 | 0 | 0 | 0
4754 | [5 empty] | 0 | 0 | 0 | 0 | 0
4755 | [5 empty] | 0 | 0 | 0 | 0 | 0
4756 | [5 empty] | 0 | 0 | 0 | 0 | 0
4757 | [5 empty] | 0 | 0 | 0 | 0 | 0
4758 | [5 empty] | 0 | 0 | 0 | 0 | 0
4759 | [5 empty] | 0 | 0 | 0 | 0 | 0
4760 | [5 empty] | 0 | 0 | 0 | 0 | 0
4761 | [5 empty] | 0 | 0 | 0 | 0 | 0
4762 | [5 empty] | 0 | 0 | 0 | 0 | 0
4763 | [5 empty] | 0 | 0 | 0 | 0 | 1
4764 | [5 empty] | 0 | 0 | 0 | 0 | 0
4765 | [5 empty] | 0 | 0 | 0 | 0 | 0
4766 | [5 empty] | 0 | 0 | 0 | 0 | 0
4767 | [5 empty] | 0 | 0 | 0 | 0 | 0
4768 | [5 empty] | 0 | 0 | 0 | 0 | 0
4769 | [5 empty] | 0 | 0 | 0 | 0 | 0
4770 | [5 empty] | 0 | 0 | 0 | 0 | 0
4771 | [5 empty] | 0 | 0 | 0 | 0 | 0
4772 | [5 empty] | 0 | 0 | 0 | 0 | 0
4773 | [5 empty] | 0 | 0 | 0 | 0 | 0
4774 | [5 empty] | 0 | 0 | 0 | 0 | 0
4775 | [5 empty] | 0 | 0 | 0 | 0 | 0
4776 | [5 empty] | 0 | 0 | 0 | 0 | 0
4777 | [5 empty] | 0 | 0 | 0 | 0 | 0
4778 | [5 empty] | 0 | 0 | 0 | 0 | 0
4779 | [5 empty] | 0 | 0 | 0 | 0 | 0
4780 | [5 empty] | 0 | 0 | 0 | 0 | 0
4781 | [5 empty] | 0 | 0 | 0 | 0 | 0
4782 | [5 empty] | 0 | 0 | 0 | 0 | 0
4783 | [5 empty] | 0 | 0 | 0 | 0 | 0
4784 | [5 empty] | 0 | 0 | 0 | 0 | 0
4785 | [5 empty] | 0 | 0 | 0 | 0 | 0
4786 | [5 empty] | 0 | 0 | 0 | 0 | 0
4787 | [5 empty] | 0 | 0 | 0 | 0 | 0
4788 | [5 empty] | 0 | 0 | 0 | 0 | 0
4789 | [5 empty] | 0 | 0 | 0 | 0 | 0
4790 | [5 empty] | 0 | 0 | 0 | 0 | 0
4791 | [5 empty] | 0 | 0 | 0 | 0 | 0
4792 | [5 empty] | 0 | 0 | 0 | 0 | 0
4793 | [5 empty] | 0 | 0 | 0 | 0 | 0
4794 | [5 empty] | 0 | 0 | 0 | 0 | 0
4795 | [5 empty] | 0 | 0 | 0 | 0 | 0
4796 | [5 empty] | 0 | 0 | 0 | 0 | 1
4797 | [5 empty] | 0 | 0 | 0 | 0 | 0
4798 | [5 empty] | 0 | 0 | 0 | 0 | 0
4799 | [5 empty] | 0 | 0 | 0 | 0 | 0
4800 | [5 empty] | 0 | 0 | 0 | 0 | 0
4801 | [5 empty] | 0 | 0 | 0 | 0 | 0
4802 | [5 empty] | 0 | 0 | 0 | 0 | 0
4803 | [5 empty] | 0 | 0 | 0 | 0 | 0
4804 | [5 empty] | 0 | 0 | 0 | 0 | 0
4805 | [5 empty] | 0 | 0 | 0 | 0 | 0
4806 | [5 empty] | 0 | 0 | 0 | 0 | 0
4807 | [5 empty] | 0 | 0 | 0 | 0 | 1
4808 | [5 empty] | 0 | 0 | 0 | 0 | 0
4809 | [5 empty] | 0 | 0 | 0 | 0 | 0
4810 | [5 empty] | 0 | 0 | 0 | 0 | 0
4811 | [5 empty] | 0 | 0 | 0 | 0 | 0
4812 | [5 empty] | 0 | 0 | 0 | 0 | 0
4813 | [5 empty] | 0 | 0 | 0 | 0 | 0
4814 | [5 empty] | 0 | 0 | 0 | 0 | 0
4815 | [5 empty] | 0 | 0 | 0 | 0 | 0
4816 | [5 empty] | 0 | 0 | 0 | 0 | 0
4817 | [5 empty] | 0 | 0 | 0 | 0 | 3
4818 | [5 empty] | 0 | 0 | 0 | 0 | 4
4819 | [5 empty] | 0 | 0 | 0 | 0 | 0
4820 | [5 empty] | 0 | 0 | 0 | 0 | 0
4821 | [5 empty] | 0 | 0 | 0 | 0 | 0
4822 | [5 empty] | 0 | 0 | 0 | 0 | 1
4823 | [5 empty] | 0 | 0 | 0 | 0 | 0
4824 | [5 empty] | 0 | 0 | 0 | 0 | 0
4825 | [5 empty] | 0 | 0 | 0 | 0 | 0
4826 | [5 empty] | 0 | 0 | 0 | 0 | 0
4827 | [5 empty] | 0 | 0 | 0 | 0 | 0
4828 | [5 empty] | 0 | 0 | 0 | 0 | 0
4829 | [5 empty] | 0 | 0 | 0 | 0 | 0
4830 | [5 empty] | 0 | 0 | 0 | 0 | 0
4831 | [5 empty] | 0 | 0 | 0 | 0 | 0
4832 | [5 empty] | 0 | 0 | 0 | 0 | 0
4833 | [5 empty] | 0 | 0 | 0 | 0 | 0
4834 | [5 empty] | 0 | 0 | 0 | 0 | 0
4835 | [5 empty] | 0 | 0 | 0 | 0 | 0
4836 | [5 empty] | 0 | 0 | 0 | 0 | 0
4837 | [5 empty] | 0 | 0 | 0 | 0 | 1
4838 | [5 empty] | 0 | 0 | 0 | 0 | 0
4839 | [5 empty] | 0 | 0 | 0 | 0 | 0
4840 | [5 empty] | 0 | 0 | 0 | 0 | 0
4841 | [5 empty] | 0 | 0 | 0 | 0 | 0
4842 | [5 empty] | 0 | 0 | 0 | 0 | 0
4843 | [5 empty] | 0 | 0 | 0 | 0 | 0
4844 | [5 empty] | 0 | 0 | 0 | 0 | 0
4845 | [5 empty] | 0 | 0 | 0 | 0 | 0
4846 | [5 empty] | 0 | 0 | 0 | 0 | 0
4847 | [5 empty] | 0 | 0 | 0 | 0 | 0
4848 | [5 empty] | 0 | 0 | 0 | 0 | 0
4849 | [5 empty] | 0 | 0 | 0 | 0 | 0
4850 | [5 empty] | 0 | 0 | 0 | 0 | 0
4851 | [5 empty] | 0 | 0 | 0 | 0 | 0
4852 | [5 empty] | 0 | 0 | 0 | 0 | 0
4853 | [5 empty] | 0 | 0 | 0 | 0 | 0
4854 | [5 empty] | 0 | 0 | 0 | 0 | 0
4855 | [5 empty] | 0 | 0 | 0 | 0 | 0
4856 | [5 empty] | 0 | 0 | 0 | 0 | 0
4857 | [5 empty] | 0 | 0 | 0 | 0 | 0
4858 | [5 empty] | 0 | 0 | 0 | 0 | 0
4859 | [5 empty] | 0 | 0 | 0 | 0 | 0
4860 | [5 empty] | 0 | 0 | 0 | 0 | 0
4861 | [5 empty] | 0 | 0 | 0 | 0 | 0
4862 | [5 empty] | 0 | 0 | 0 | 0 | 0
4863 | [5 empty] | 0 | 0 | 0 | 0 | 0
4864 | [5 empty] | 0 | 0 | 0 | 0 | 0
4865 | [5 empty] | 0 | 0 | 0 | 0 | 0
4866 | [5 empty] | 0 | 0 | 0 | 0 | 0
4867 | [5 empty] | 0 | 0 | 0 | 0 | 0
4868 | [5 empty] | 0 | 0 | 0 | 0 | 0
4869 | [5 empty] | 0 | 0 | 0 | 0 | 0
4870 | [5 empty] | 0 | 0 | 0 | 0 | 0
4871 | [5 empty] | 0 | 0 | 0 | 0 | 0
4872 | [5 empty] | 0 | 0 | 0 | 0 | 0
4873 | [5 empty] | 0 | 0 | 0 | 0 | 0
4874 | [5 empty] | 0 | 0 | 0 | 0 | 0
4875 | [5 empty] | 0 | 0 | 0 | 0 | 0
4876 | [5 empty] | 0 | 0 | 0 | 0 | 0
4877 | [5 empty] | 0 | 0 | 0 | 0 | 0
4878 | [5 empty] | 0 | 0 | 0 | 0 | 0
4879 | [5 empty] | 0 | 0 | 0 | 0 | 0
4880 | [5 empty] | 0 | 0 | 0 | 0 | 0
4881 | [5 empty] | 0 | 0 | 0 | 0 | 0
4882 | [5 empty] | 0 | 0 | 0 | 0 | 0
4883 | [5 empty] | 0 | 0 | 0 | 0 | 0
4884 | [5 empty] | 0 | 0 | 0 | 0 | 0
4885 | [5 empty] | 0 | 0 | 0 | 0 | 0
4886 | [5 empty] | 0 | 0 | 0 | 0 | 0
4887 | [5 empty] | 0 | 0 | 0 | 0 | 0
4888 | [5 empty] | 0 | 0 | 0 | 0 | 0
4889 | [5 empty] | 0 | 0 | 0 | 0 | 0
4890 | [5 empty] | 0 | 0 | 0 | 0 | 0
4891 | [5 empty] | 0 | 0 | 0 | 0 | 0
4892 | [5 empty] | 0 | 0 | 0 | 0 | 0
4893 | [5 empty] | 0 | 0 | 0 | 0 | 0
4894 | [5 empty] | 0 | 0 | 0 | 0 | 0
4895 | [5 empty] | 0 | 0 | 0 | 0 | 0
4896 | [5 empty] | 0 | 0 | 0 | 0 | 0
4897 | [5 empty] | 0 | 0 | 0 | 0 | 0
4898 | [5 empty] | 0 | 0 | 0 | 0 | 0
4899 | [5 empty] | 0 | 0 | 0 | 0 | 0
4900 | [5 empty] | 0 | 0 | 0 | 0 | 0
4901 | [5 empty] | 0 | 0 | 0 | 0 | 0
4902 | [5 empty] | 0 | 0 | 0 | 0 | 0
4903 | [5 empty] | 0 | 0 | 0 | 0 | 0
4904 | [5 empty] | 0 | 0 | 0 | 0 | 0
4905 | [5 empty] | 0 | 0 | 0 | 0 | 0
4906 | [5 empty] | 0 | 0 | 0 | 0 | 0
4907 | [5 empty] | 0 | 0 | 0 | 0 | 0
4908 | [5 empty] | 0 | 0 | 0 | 0 | 0
4909 | [5 empty] | 0 | 0 | 0 | 0 | 0
4910 | [5 empty] | 0 | 0 | 0 | 0 | 0
4911 | [5 empty] | 0 | 0 | 0 | 0 | 0
4912 | [5 empty] | 0 | 0 | 0 | 0 | 0
4913 | [5 empty] | 0 | 0 | 0 | 0 | 0
4914 | [5 empty] | 0 | 0 | 0 | 0 | 0
4915 | [5 empty] | 0 | 0 | 0 | 0 | 0
4916 | [5 empty] | 0 | 0 | 0 | 0 | 0
4917 | [5 empty] | 0 | 0 | 0 | 0 | 0
4918 | [5 empty] | 0 | 0 | 0 | 0 | 0
4919 | [5 empty] | 0 | 0 | 0 | 0 | 0
4920 | [5 empty] | 0 | 0 | 0 | 0 | 0
4921 | [5 empty] | 0 | 0 | 0 | 0 | 0
4922 | [5 empty] | 0 | 0 | 0 | 0 | 0
4923 | [5 empty] | 0 | 0 | 0 | 0 | 0
4924 | [5 empty] | 0 | 0 | 0 | 0 | 0
4925 | [5 empty] | 0 | 0 | 0 | 0 | 0
4926 | [5 empty] | 0 | 0 | 0 | 0 | 0
4927 | [5 empty] | 0 | 0 | 0 | 0 | 1
4928 | [5 empty] | 0 | 0 | 0 | 0 | 0
4929 | [5 empty] | 0 | 0 | 0 | 0 | 0
4930 | [5 empty] | 0 | 0 | 0 | 0 | 0
4931 | [5 empty] | 0 | 0 | 0 | 0 | 0
4932 | [5 empty] | 0 | 0 | 0 | 0 | 0
4933 | [5 empty] | 0 | 0 | 0 | 0 | 0
4934 | [5 empty] | 0 | 0 | 0 | 0 | 0
4935 | [5 empty] | 0 | 0 | 0 | 0 | 0
4936 | [5 empty] | 0 | 0 | 0 | 0 | 0
4937 | [5 empty] | 0 | 0 | 0 | 0 | 0
4938 | [5 empty] | 0 | 0 | 0 | 0 | 0
4939 | [5 empty] | 0 | 0 | 0 | 0 | 0
4940 | [5 empty] | 0 | 0 | 0 | 0 | 0
4941 | [5 empty] | 0 | 0 | 0 | 0 | 0
4942 | [5 empty] | 0 | 0 | 0 | 0 | 0
4943 | [5 empty] | 0 | 0 | 0 | 0 | 0
4944 | [5 empty] | 0 | 0 | 0 | 0 | 0
4945 | [5 empty] | 0 | 0 | 0 | 0 | 0
4946 | [5 empty] | 0 | 0 | 0 | 0 | 0
4947 | [5 empty] | 0 | 0 | 0 | 0 | 0
4948 | [5 empty] | 0 | 0 | 0 | 0 | 0
4949 | [5 empty] | 0 | 0 | 0 | 0 | 0
4950 | [5 empty] | 0 | 0 | 0 | 0 | 0
4951 | [5 empty] | 0 | 0 | 0 | 0 | 0
4952 | [5 empty] | 0 | 0 | 0 | 0 | 0
4953 | [5 empty] | 0 | 0 | 0 | 0 | 0
4954 | [5 empty] | 0 | 0 | 0 | 0 | 0
4955 | [5 empty] | 0 | 0 | 0 | 0 | 0
4956 | [5 empty] | 0 | 0 | 0 | 0 | 0
4957 | [5 empty] | 0 | 0 | 0 | 0 | 0
4958 | [5 empty] | 0 | 0 | 0 | 0 | 0
4959 | [5 empty] | 0 | 0 | 0 | 0 | 0
4960 | [5 empty] | 0 | 0 | 0 | 0 | 0
4961 | [5 empty] | 0 | 0 | 0 | 0 | 0
4962 | [5 empty] | 0 | 0 | 0 | 0 | 0
4963 | [5 empty] | 0 | 0 | 0 | 0 | 0
4964 | [5 empty] | 0 | 0 | 0 | 0 | 0
4965 | [5 empty] | 0 | 0 | 0 | 0 | 0
4966 | [5 empty] | 0 | 0 | 0 | 0 | 0
4967 | [5 empty] | 0 | 0 | 0 | 0 | 0
4968 | [5 empty] | 0 | 0 | 0 | 0 | 0
4969 | [5 empty] | 0 | 0 | 0 | 0 | 0
4970 | [5 empty] | 0 | 0 | 0 | 0 | 0
4971 | [5 empty] | 0 | 0 | 0 | 0 | 0
4972 | [5 empty] | 0 | 0 | 0 | 0 | 0
4973 | [5 empty] | 0 | 0 | 0 | 0 | 0
4974 | [5 empty] | 0 | 0 | 0 | 0 | 0
4975 | [5 empty] | 0 | 0 | 0 | 0 | 0
4976 | [5 empty] | 0 | 0 | 0 | 0 | 0
4977 | [5 empty] | 0 | 0 | 0 | 0 | 0
4978 | [5 empty] | 0 | 0 | 0 | 0 | 0
4979 | [5 empty] | 0 | 0 | 0 | 0 | 0
4980 | [5 empty] | 0 | 0 | 0 | 0 | 0
4981 | [5 empty] | 0 | 0 | 0 | 0 | 0
4982 | [5 empty] | 0 | 0 | 0 | 0 | 0
4983 | [5 empty] | 0 | 0 | 0 | 0 | 0
4984 | [5 empty] | 0 | 0 | 0 | 0 | 0
4985 | [5 empty] | 0 | 0 | 0 | 0 | 0
4986 | [5 empty] | 0 | 0 | 0 | 0 | 0
4987 | [5 empty] | 0 | 0 | 0 | 0 | 0
4988 | [5 empty] | 0 | 0 | 0 | 0 | 0
4989 | [5 empty] | 0 | 0 | 0 | 0 | 0
4990 | [5 empty] | 0 | 0 | 0 | 0 | 0
4991 | [5 empty] | 0 | 0 | 0 | 0 | 0
4992 | [5 empty] | 0 | 0 | 0 | 0 | 0
4993 | [5 empty] | 0 | 0 | 0 | 0 | 0
4994 | [5 empty] | 0 | 0 | 0 | 0 | 0
4995 | [5 empty] | 0 | 0 | 0 | 0 | 0
4996 | [5 empty] | 0 | 0 | 0 | 0 | 0
4997 | [5 empty] | 0 | 0 | 0 | 0 | 0
4998 | [5 empty] | 0 | 0 | 0 | 0 | 0
4999 | [5 empty] | 0 | 0 | 0 | 0 | 0
5000 | [5 empty] | 0 | 0 | 0 | 0 | 0
5001 | [5 empty] | 0 | 0 | 0 | 0 | 0
5002 | [5 empty] | 0 | 0 | 0 | 0 | 0
5003 | [5 empty] | 0 | 0 | 0 | 0 | 0
5004 | [5 empty] | 0 | 2 | 0 | 0 | 0
5005 | [5 empty] | 0 | 2 | 0 | 0 | 0
5006 | [5 empty] | 0 | 0 | 0 | 0 | 0
5007 | [5 empty] | 0 | 0 | 0 | 0 | 0
5008 | [5 empty] | 0 | 0 | 0 | 0 | 0
5009 | [5 empty] | 0 | 0 | 0 | 0 | 0
5010 | [5 empty] | 0 | 0 | 0 | 0 | 0
5011 | [5 empty] | 0 | 0 | 0 | 0 | 0
5012 | [5 empty] | 0 | 0 | 0 | 0 | 0
5013 | [5 empty] | 0 | 0 | 0 | 0 | 0
5014 | [5 empty] | 0 | 0 | 0 | 0 | 0
5015 | [5 empty] | 0 | 0 | 0 | 0 | 0
5016 | [5 empty] | 0 | 0 | 0 | 0 | 0
5017 | [5 empty] | 0 | 0 | 0 | 0 | 0
5018 | [5 empty] | 0 | 0 | 0 | 0 | 0
5019 | [5 empty] | 0 | 0 | 0 | 0 | 0
5020 | [5 empty] | 0 | 0 | 0 | 0 | 0
5021 | [5 empty] | 0 | 0 | 0 | 0 | 0
5022 | [5 empty] | 0 | 0 | 0 | 0 | 0
5023 | [5 empty] | 0 | 0 | 0 | 0 | 0
5024 | [5 empty] | 0 | 0 | 0 | 0 | 0
5025 | [5 empty] | 0 | 0 | 0 | 0 | 0
5026 | [5 empty] | 0 | 0 | 0 | 0 | 0
5027 | [5 empty] | 0 | 0 | 0 | 0 | 0
5028 | [5 empty] | 0 | 0 | 0 | 0 | 0
5029 | [5 empty] | 0 | 0 | 0 | 0 | 0
5030 | [5 empty] | 0 | 0 | 0 | 0 | 0
5031 | [5 empty] | 0 | 3 | 0 | 0 | 0
5032 | [5 empty] | 0 | 0 | 0 | 0 | 0
5033 | [5 empty] | 0 | 0 | 0 | 0 | 0
5034 | [5 empty] | 0 | 0 | 0 | 0 | 0
5035 | [5 empty] | 0 | 0 | 0 | 0 | 0
5036 | [5 empty] | 0 | 0 | 0 | 0 | 0
5037 | [5 empty] | 0 | 0 | 0 | 0 | 0
5038 | [5 empty] | 0 | 0 | 0 | 0 | 0
5039 | [5 empty] | 0 | 0 | 0 | 0 | 0
5040 | [5 empty] | 0 | 0 | 0 | 0 | 0
5041 | [5 empty] | 0 | 0 | 0 | 0 | 0
5042 | [5 empty] | 0 | 0 | 0 | 0 | 0
5043 | [5 empty] | 0 | 0 | 0 | 0 | 0
5044 | [5 empty] | 0 | 2 | 0 | 0 | 0
5045 | [5 empty] | 0 | 0 | 0 | 0 | 0
5046 | [5 empty] | 0 | 0 | 0 | 0 | 0
5047 | [5 empty] | 0 | 0 | 0 | 0 | 0
5048 | [5 empty] | 0 | 0 | 0 | 0 | 0
5049 | [5 empty] | 0 | 0 | 0 | 0 | 0
5050 | [5 empty] | 0 | 0 | 0 | 3 | 0
5051 | [5 empty] | 0 | 0 | 0 | 0 | 0
5052 | [5 empty] | 0 | 0 | 0 | 0 | 0
5053 | [5 empty] | 0 | 0 | 0 | 0 | 0
5054 | [5 empty] | 0 | 0 | 0 | 0 | 0
5055 | [5 empty] | 0 | 0 | 0 | 0 | 0
5056 | [5 empty] | 0 | 0 | 0 | 0 | 0
5057 | [5 empty] | 0 | 0 | 0 | 0 | 0
5058 | [5 empty] | 0 | 0 | 0 | 0 | 0
5059 | [5 empty] | 0 | 0 | 0 | 0 | 0
5060 | [5 empty] | 0 | 0 | 0 | 0 | 0
5061 | [5 empty] | 0 | 0 | 0 | 0 | 0
5062 | [5 empty] | 0 | 0 | 0 | 0 | 0
5063 | [5 empty] | 0 | 0 | 0 | 0 | 0
5064 | [5 empty] | 0 | 0 | 0 | 0 | 0
5065 | [5 empty] | 0 | 0 | 0 | 0 | 0
5066 | [5 empty] | 0 | 0 | 0 | 0 | 0
5067 | [5 empty] | 0 | 0 | 0 | 0 | 0
5068 | [5 empty] | 0 | 0 | 0 | 0 | 0
5069 | [5 empty] | 0 | 0 | 0 | 0 | 0
5070 | [5 empty] | 0 | 0 | 2 | 0 | 0
5071 | [5 empty] | 0 | 0 | 0 | 0 | 0
5072 | [5 empty] | 0 | 0 | 0 | 0 | 0
5073 | [5 empty] | 0 | 0 | 0 | 0 | 0
5074 | [5 empty] | 0 | 0 | 0 | 0 | 0
5075 | [5 empty] | 0 | 0 | 0 | 0 | 0
5076 | [5 empty] | 0 | 0 | 0 | 0 | 0
5077 | [5 empty] | 0 | 0 | 0 | 0 | 0
5078 | [5 empty] | 0 | 0 | 0 | 0 | 0
5079 | [5 empty] | 0 | 0 | 0 | 0 | 0
5080 | [5 empty] | 0 | 0 | 0 | 0 | 0
5081 | [5 empty] | 0 | 0 | 0 | 0 | 0
5082 | [5 empty] | 0 | 0 | 0 | 0 | 0
5083 | [5 empty] | 0 | 0 | 0 | 0 | 0
5084 | [5 empty] | 0 | 0 | 0 | 2 | 0
5085 | [5 empty] | 0 | 0 | 0 | 0 | 0
5086 | [5 empty] | 0 | 0 | 0 | 0 | 0
5087 | [5 empty] | 0 | 0 | 0 | 0 | 0
5088 | [5 empty] | 0 | 0 | 0 | 0 | 0
5089 | [5 empty] | 0 | 0 | 0 | 0 | 0
5090 | [5 empty] | 0 | 0 | 0 | 0 | 0
5091 | [5 empty] | 0 | 0 | 0 | 0 | 0
5092 | [5 empty] | 0 | 0 | 0 | 0 | 0
5093 | [5 empty] | 0 | 0 | 0 | 0 | 0
5094 | [5 empty] | 0 | 0 | 0 | 0 | 0
5095 | [5 empty] | 0 | 0 | 0 | 0 | 0
5096 | [5 empty] | 0 | 0 | 0 | 0 | 0
5097 | [5 empty] | 0 | 0 | 0 | 0 | 0
5098 | [5 empty] | 0 | 0 | 0 | 0 | 0
5099 | [5 empty] | 0 | 0 | 0 | 0 | 0
5100 | [5 empty] | 0 | 0 | 0 | 0 | 0
5101 | [5 empty] | 0 | 0 | 0 | 0 | 0
5102 | [5 empty] | 0 | 0 | 0 | 0 | 0
5103 | [5 empty] | 0 | 0 | 2 | 0 | 0
5104 | [5 empty] | 0 | 0 | 0 | 0 | 0
5105 | [5 empty] | 0 | 0 | 0 | 0 | 0
5106 | [5 empty] | 0 | 0 | 0 | 0 | 0
5107 | [5 empty] | 0 | 0 | 0 | 0 | 0
5108 | [5 empty] | 0 | 0 | 0 | 0 | 0
5109 | [5 empty] | 0 | 0 | 0 | 0 | 0
5110 | [5 empty] | 0 | 0 | 0 | 0 | 0
5111 | [5 empty] | 0 | 0 | 0 | 0 | 0
5112 | [5 empty] | 0 | 0 | 0 | 0 | 0
5113 | [5 empty] | 0 | 0 | 0 | 0 | 0
5114 | [5 empty] | 0 | 0 | 0 | 0 | 0
5115 | [5 empty] | 0 | 0 | 0 | 0 | 0
5116 | [5 empty] | 0 | 0 | 0 | 0 | 0
5117 | [5 empty] | 0 | 0 | 0 | 0 | 0
5118 | [5 empty] | 0 | 0 | 0 | 0 | 0
5119 | [5 empty] | 0 | 0 | 0 | 0 | 0
5120 | [5 empty] | 0 | 0 | 0 | 0 | 0
5121 | [5 empty] | 0 | 0 | 0 | 0 | 0
5122 | [5 empty] | 0 | 0 | 0 | 0 | 0
5123 | [5 empty] | 0 | 0 | 0 | 0 | 0
5124 | [5 empty] | 0 | 0 | 0 | 0 | 0
5125 | [5 empty] | 0 | 0 | 0 | 0 | 0
5126 | [5 empty] | 0 | 0 | 0 | 0 | 0
5127 | [5 empty] | 0 | 0 | 0 | 0 | 0
5128 | [5 empty] | 0 | 0 | 0 | 0 | 0
5129 | [5 empty] | 0 | 0 | 0 | 0 | 0
5130 | [5 empty] | 0 | 0 | 0 | 0 | 0
5131 | [5 empty] | 0 | 0 | 0 | 0 | 0
5132 | [5 empty] | 0 | 0 | 0 | 0 | 0
5133 | [5 empty] | 0 | 0 | 0 | 0 | 0
5134 | [5 empty] | 0 | 0 | 0 | 0 | 0
5135 | [5 empty] | 0 | 0 | 0 | 0 | 0
5136 | [5 empty] | 0 | 0 | 2 | 0 | 0
5137 | [5 empty] | 0 | 0 | 0 | 0 | 0
5138 | [5 empty] | 0 | 0 | 0 | 0 | 0
5139 | [5 empty] | 0 | 0 | 0 | 0 | 0
5140 | [5 empty] | 0 | 0 | 0 | 0 | 0
5141 | [5 empty] | 0 | 0 | 0 | 0 | 0
5142 | [5 empty] | 0 | 0 | 0 | 0 | 0
5143 | [5 empty] | 0 | 0 | 0 | 0 | 0
5144 | [5 empty] | 0 | 0 | 0 | 0 | 0
5145 | [5 empty] | 0 | 0 | 0 | 0 | 0
5146 | [5 empty] | 0 | 0 | 0 | 0 | 0
5147 | [5 empty] | 0 | 0 | 0 | 0 | 0
5148 | [5 empty] | 0 | 0 | 0 | 0 | 0
5149 | [5 empty] | 0 | 0 | 0 | 0 | 0
5150 | [5 empty] | 0 | 0 | 0 | 0 | 0
5151 | [5 empty] | 0 | 0 | 0 | 0 | 0
5152 | [5 empty] | 0 | 0 | 0 | 0 | 0
5153 | [5 empty] | 0 | 0 | 0 | 0 | 0
5154 | [5 empty] | 0 | 0 | 0 | 0 | 0
5155 | [5 empty] | 0 | 0 | 0 | 0 | 0
5156 | [5 empty] | 0 | 0 | 0 | 0 | 0
5157 | [5 empty] | 0 | 0 | 0 | 0 | 0
5158 | [5 empty] | 0 | 0 | 0 | 0 | 0
5159 | [5 empty] | 0 | 0 | 0 | 0 | 0
5160 | [5 empty] | 0 | 0 | 0 | 0 | 0
5161 | [5 empty] | 0 | 0 | 0 | 0 | 0
5162 | [5 empty] | 0 | 0 | 0 | 0 | 0
5163 | [5 empty] | 0 | 0 | 0 | 0 | 0
5164 | [5 empty] | 0 | 0 | 0 | 0 | 0
5165 | [5 empty] | 0 | 0 | 0 | 0 | 0
5166 | [5 empty] | 0 | 0 | 0 | 0 | 0
5167 | [5 empty] | 0 | 0 | 2 | 0 | 0
5168 | [5 empty] | 0 | 0 | 0 | 0 | 0
5169 | [5 empty] | 0 | 0 | 0 | 0 | 0
5170 | [5 empty] | 0 | 0 | 0 | 0 | 0
5171 | [5 empty] | 0 | 0 | 4 | 0 | 0
5172 | [5 empty] | 0 | 0 | 0 | 0 | 0
5173 | [5 empty] | 0 | 0 | 0 | 0 | 0
5174 | [5 empty] | 0 | 0 | 0 | 0 | 0
5175 | [5 empty] | 0 | 0 | 0 | 0 | 0
5176 | [5 empty] | 0 | 0 | 0 | 0 | 0
5177 | [5 empty] | 0 | 0 | 0 | 0 | 0
5178 | [5 empty] | 0 | 0 | 0 | 0 | 0
5179 | [5 empty] | 0 | 0 | 0 | 0 | 0
5180 | [5 empty] | 0 | 0 | 0 | 0 | 0
5181 | [5 empty] | 0 | 0 | 0 | 0 | 0
5182 | [5 empty] | 0 | 0 | 0 | 0 | 0
5183 | [5 empty] | 0 | 0 | 0 | 0 | 0
5184 | [5 empty] | 0 | 0 | 0 | 0 | 0
5185 | [5 empty] | 0 | 0 | 0 | 0 | 0
5186 | [5 empty] | 0 | 0 | 0 | 0 | 0
5187 | [5 empty] | 0 | 0 | 0 | 0 | 0
5188 | [5 empty] | 0 | 0 | 0 | 0 | 0
5189 | [5 empty] | 0 | 0 | 0 | 0 | 0
5190 | [5 empty] | 0 | 0 | 0 | 0 | 0
5191 | [5 empty] | 0 | 0 | 0 | 0 | 0
5192 | [5 empty] | 0 | 0 | 0 | 0 | 0
5193 | [5 empty] | 0 | 0 | 0 | 0 | 0
5194 | [5 empty] | 0 | 0 | 0 | 0 | 0
5195 | [5 empty] | 0 | 0 | 0 | 0 | 0
5196 | [5 empty] | 0 | 0 | 0 | 0 | 0
5197 | [5 empty] | 0 | 0 | 0 | 0 | 0
5198 | [5 empty] | 0 | 0 | 0 | 0 | 0
5199 | [5 empty] | 0 | 0 | 0 | 0 | 0
5200 | [5 empty] | 0 | 0 | 0 | 0 | 0
5201 | [5 empty] | 0 | 0 | 0 | 0 | 0
5202 | [5 empty] | 0 | 0 | 0 | 0 | 0
5203 | [5 empty] | 0 | 0 | 0 | 0 | 0
5204 | [5 empty] | 0 | 0 | 0 | 0 | 0
5205 | [5 empty] | 0 | 0 | 0 | 0 | 0
5206 | [5 empty] | 0 | 0 | 0 | 0 | 0
5207 | [5 empty] | 0 | 0 | 0 | 0 | 0
5208 | [5 empty] | 0 | 0 | 0 | 0 | 0
5209 | [5 empty] | 0 | 0 | 0 | 0 | 0
5210 | [5 empty] | 0 | 0 | 0 | 0 | 0
5211 | [5 empty] | 0 | 0 | 0 | 0 | 0
5212 | [5 empty] | 0 | 0 | 0 | 0 | 0
5213 | [5 empty] | 0 | 0 | 0 | 0 | 0
5214 | [5 empty] | 0 | 0 | 0 | 0 | 0
5215 | [5 empty] | 0 | 0 | 0 | 0 | 0
5216 | [5 empty] | 0 | 0 | 0 | 0 | 0
5217 | [5 empty] | 0 | 0 | 0 | 0 | 0
5218 | [5 empty] | 0 | 0 | 0 | 0 | 0
5219 | [5 empty] | 0 | 0 | 0 | 0 | 0
5220 | [5 empty] | 0 | 0 | 0 | 0 | 0
5221 | [5 empty] | 0 | 0 | 0 | 0 | 0
5222 | [5 empty] | 0 | 0 | 0 | 0 | 0
5223 | [5 empty] | 0 | 0 | 0 | 0 | 0
5224 | [5 empty] | 0 | 0 | 0 | 0 | 0
5225 | [5 empty] | 0 | 0 | 0 | 0 | 0
5226 | [5 empty] | 0 | 0 | 0 | 0 | 0
5227 | [5 empty] | 0 | 0 | 0 | 0 | 0
5228 | [5 empty] | 0 | 0 | 0 | 0 | 0
5229 | [5 empty] | 0 | 0 | 0 | 0 | 0
5230 | [5 empty] | 0 | 0 | 0 | 0 | 0
5231 | [5 empty] | 0 | 0 | 0 | 0 | 0
5232 | [5 empty] | 0 | 0 | 0 | 0 | 0
5233 | [5 empty] | 0 | 0 | 0 | 0 | 0
5234 | [5 empty] | 0 | 0 | 0 | 0 | 0
5235 | [5 empty] | 0 | 0 | 0 | 0 | 0
5236 | [5 empty] | 0 | 0 | 0 | 0 | 0
5237 | [5 empty] | 0 | 0 | 0 | 0 | 0
5238 | [5 empty] | 0 | 0 | 0 | 0 | 0
5239 | [5 empty] | 0 | 0 | 0 | 0 | 0
5240 | [5 empty] | 0 | 0 | 0 | 0 | 0
5241 | [5 empty] | 0 | 0 | 0 | 0 | 0
5242 | [5 empty] | 0 | 0 | 0 | 0 | 0
5243 | [5 empty] | 0 | 0 | 0 | 0 | 0
5244 | [5 empty] | 0 | 0 | 0 | 0 | 0
5245 | [5 empty] | 0 | 0 | 0 | 0 | 0
5246 | [5 empty] | 0 | 0 | 0 | 0 | 4
5247 | [5 empty] | 0 | 0 | 0 | 0 | 0
5248 | [5 empty] | 0 | 0 | 0 | 0 | 0
5249 | [5 empty] | 0 | 0 | 0 | 0 | 0
5250 | [5 empty] | 0 | 0 | 0 | 0 | 0
5251 | [5 empty] | 0 | 0 | 0 | 0 | 0
5252 | [5 empty] | 0 | 0 | 0 | 0 | 0
5253 | [5 empty] | 0 | 0 | 0 | 0 | 0
5254 | [5 empty] | 0 | 0 | 0 | 0 | 0
5255 | [5 empty] | 0 | 0 | 0 | 0 | 0
5256 | [5 empty] | 0 | 0 | 0 | 0 | 0
5257 | [5 empty] | 0 | 0 | 0 | 0 | 0
5258 | [5 empty] | 0 | 0 | 0 | 0 | 0
5259 | [5 empty] | 0 | 0 | 0 | 0 | 0
5260 | [5 empty] | 0 | 0 | 0 | 0 | 0
5261 | [5 empty] | 0 | 0 | 0 | 0 | 0
5262 | [5 empty] | 0 | 0 | 0 | 0 | 0
5263 | [5 empty] | 0 | 0 | 0 | 0 | 0
5264 | [5 empty] | 0 | 0 | 0 | 0 | 0
5265 | [5 empty] | 0 | 0 | 0 | 0 | 0
5266 | [5 empty] | 0 | 0 | 0 | 0 | 0
5267 | [5 empty] | 0 | 0 | 0 | 0 | 0
5268 | [5 empty] | 0 | 0 | 0 | 0 | 0
5269 | [5 empty] | 0 | 0 | 0 | 0 | 0
5270 | [5 empty] | 0 | 0 | 0 | 0 | 0
5271 | [5 empty] | 0 | 0 | 0 | 0 | 0
5272 | [5 empty] | 0 | 0 | 0 | 0 | 0
5273 | [5 empty] | 0 | 0 | 0 | 0 | 0
5274 | [5 empty] | 0 | 0 | 0 | 0 | 0
5275 | [5 empty] | 0 | 0 | 0 | 0 | 0
5276 | [5 empty] | 0 | 0 | 0 | 0 | 0
5277 | [5 empty] | 0 | 0 | 0 | 0 | 0
5278 | [5 empty] | 0 | 0 | 0 | 0 | 0
5279 | [5 empty] | 0 | 0 | 0 | 0 | 0
5280 | [5 empty] | 0 | 0 | 0 | 0 | 0
5281 | [5 empty] | 0 | 0 | 0 | 0 | 0
5282 | [5 empty] | 0 | 0 | 0 | 0 | 0
5283 | [5 empty] | 0 | 0 | 0 | 0 | 0
5284 | [5 empty] | 0 | 0 | 0 | 0 | 0
5285 | [5 empty] | 0 | 0 | 0 | 0 | 0
5286 | [5 empty] | 0 | 0 | 0 | 0 | 0
5287 | [5 empty] | 0 | 0 | 0 | 0 | 0
5288 | [5 empty] | 0 | 0 | 0 | 0 | 0
5289 | [5 empty] | 0 | 0 | 0 | 0 | 0
5290 | [5 empty] | 0 | 0 | 0 | 0 | 0
5291 | [5 empty] | 0 | 0 | 0 | 0 | 0
5292 | [5 empty] | 0 | 0 | 0 | 0 | 0
5293 | [5 empty] | 0 | 0 | 0 | 0 | 0
5294 | [5 empty] | 0 | 0 | 0 | 0 | 0
5295 | [5 empty] | 0 | 0 | 0 | 0 | 0
5296 | [5 empty] | 0 | 0 | 0 | 0 | 0
5297 | [5 empty] | 0 | 0 | 0 | 0 | 0
5298 | [5 empty] | 0 | 0 | 0 | 0 | 0
5299 | [5 empty] | 0 | 0 | 0 | 0 | 0
5300 | [5 empty] | 0 | 0 | 0 | 0 | 0
5301 | [5 empty] | 0 | 0 | 0 | 0 | 0
5302 | [5 empty] | 0 | 0 | 0 | 0 | 0
5303 | [5 empty] | 0 | 0 | 0 | 0 | 0
5304 | [5 empty] | 0 | 0 | 0 | 0 | 0
5305 | [5 empty] | 0 | 0 | 0 | 0 | 0
5306 | [5 empty] | 0 | 0 | 0 | 0 | 0
5307 | [5 empty] | 0 | 0 | 0 | 0 | 0
5308 | [5 empty] | 0 | 0 | 0 | 0 | 0
5309 | [5 empty] | 0 | 0 | 0 | 0 | 0
5310 | [5 empty] | 0 | 0 | 0 | 0 | 0
5311 | [5 empty] | 0 | 0 | 0 | 0 | 0
5312 | [5 empty] | 0 | 0 | 0 | 0 | 0
5313 | [5 empty] | 0 | 0 | 0 | 0 | 0
5314 | [5 empty] | 0 | 0 | 0 | 0 | 0
5315 | [5 empty] | 0 | 0 | 0 | 0 | 0
5316 | [5 empty] | 0 | 0 | 0 | 0 | 0
5317 | [5 empty] | 0 | 0 | 0 | 0 | 0
5318 | [5 empty] | 0 | 0 | 0 | 0 | 0
5319 | [5 empty] | 0 | 0 | 0 | 0 | 0
5320 | [5 empty] | 0 | 0 | 0 | 0 | 0
5321 | [5 empty] | 0 | 0 | 0 | 0 | 0
5322 | [5 empty] | 0 | 0 | 0 | 0 | 0
5323 | [5 empty] | 0 | 0 | 0 | 0 | 0
5324 | [5 empty] | 0 | 0 | 0 | 0 | 0
5325 | [5 empty] | 0 | 0 | 0 | 0 | 0
5326 | [5 empty] | 0 | 0 | 0 | 0 | 0
5327 | [5 empty] | 0 | 0 | 0 | 0 | 1
5328 | [5 empty] | 0 | 0 | 0 | 0 | 0
5329 | [5 empty] | 0 | 0 | 0 | 0 | 0
5330 | [5 empty] | 0 | 0 | 0 | 0 | 0
5331 | [5 empty] | 0 | 0 | 0 | 0 | 1
5332 | [5 empty] | 0 | 0 | 0 | 0 | 0
5333 | [5 empty] | 0 | 0 | 0 | 0 | 0
5334 | [5 empty] | 0 | 0 | 0 | 0 | 0
5335 | [5 empty] | 0 | 0 | 0 | 0 | 0
5336 | [5 empty] | 0 | 0 | 0 | 0 | 0
5337 | [5 empty] | 0 | 0 | 0 | 0 | 0
5338 | [5 empty] | 0 | 0 | 0 | 0 | 0
5339 | [5 empty] | 0 | 0 | 0 | 2 | 0
5340 | [5 empty] | 0 | 0 | 0 | 0 | 1
5341 | [5 empty] | 0 | 0 | 0 | 0 | 0
5342 | [5 empty] | 0 | 0 | 0 | 0 | 0
5343 | [5 empty] | 0 | 0 | 0 | 0 | 0
5344 | [5 empty] | 0 | 0 | 0 | 0 | 0
5345 | [5 empty] | 0 | 0 | 0 | 0 | 0
5346 | [5 empty] | 0 | 0 | 0 | 0 | 0
5347 | [5 empty] | 0 | 0 | 0 | 0 | 0
5348 | [5 empty] | 0 | 0 | 0 | 0 | 0
5349 | [5 empty] | 0 | 0 | 0 | 0 | 0
5350 | [5 empty] | 0 | 0 | 0 | 0 | 0
5351 | [5 empty] | 0 | 0 | 0 | 0 | 0
5352 | [5 empty] | 0 | 0 | 0 | 0 | 0
5353 | [5 empty] | 0 | 0 | 0 | 0 | 0
5354 | [5 empty] | 0 | 0 | 0 | 0 | 0
5355 | [5 empty] | 0 | 0 | 0 | 0 | 0
5356 | [5 empty] | 0 | 0 | 0 | 0 | 0
5357 | [5 empty] | 0 | 0 | 0 | 0 | 0
5358 | [5 empty] | 0 | 0 | 0 | 0 | 0
5359 | [5 empty] | 0 | 0 | 0 | 0 | 0
5360 | [5 empty] | 0 | 0 | 0 | 0 | 1
5361 | [5 empty] | 0 | 0 | 0 | 2 | 0
5362 | [5 empty] | 0 | 0 | 0 | 2 | 0
5363 | [5 empty] | 0 | 0 | 0 | 0 | 0
5364 | [5 empty] | 0 | 0 | 0 | 0 | 0
5365 | [5 empty] | 0 | 0 | 0 | 0 | 0
5366 | [5 empty] | 0 | 0 | 0 | 0 | 0
5367 | [5 empty] | 0 | 0 | 0 | 0 | 0
5368 | [5 empty] | 0 | 0 | 0 | 0 | 0
5369 | [5 empty] | 0 | 0 | 0 | 0 | 1
5370 | [5 empty] | 0 | 0 | 0 | 0 | 0
5371 | [5 empty] | 0 | 0 | 0 | 0 | 0
5372 | [5 empty] | 0 | 0 | 2 | 0 | 0
5373 | [5 empty] | 0 | 0 | 0 | 0 | 0
5374 | [5 empty] | 0 | 0 | 0 | 0 | 0
5375 | [5 empty] | 0 | 0 | 2 | 0 | 0
5376 | [5 empty] | 0 | 0 | 0 | 0 | 0
5377 | [5 empty] | 0 | 0 | 0 | 0 | 0
5378 | [5 empty] | 0 | 0 | 0 | 0 | 0
5379 | [5 empty] | 0 | 0 | 0 | 0 | 0
5380 | [5 empty] | 0 | 0 | 0 | 0 | 0
5381 | [5 empty] | 0 | 0 | 0 | 0 | 0
5382 | [5 empty] | 0 | 0 | 0 | 0 | 0
5383 | [5 empty] | 0 | 0 | 0 | 0 | 0
5384 | [5 empty] | 0 | 0 | 0 | 0 | 0
5385 | [5 empty] | 0 | 0 | 0 | 0 | 0
5386 | [5 empty] | 0 | 0 | 0 | 0 | 0
5387 | [5 empty] | 0 | 0 | 0 | 0 | 0
5388 | [5 empty] | 0 | 0 | 0 | 0 | 0
5389 | [5 empty] | 0 | 0 | 0 | 3 | 0
5390 | [5 empty] | 0 | 0 | 0 | 4 | 0
5391 | [5 empty] | 0 | 0 | 0 | 0 | 0
5392 | [5 empty] | 0 | 0 | 0 | 0 | 0
5393 | [5 empty] | 0 | 0 | 0 | 0 | 0
5394 | [5 empty] | 0 | 0 | 0 | 0 | 0
5395 | [5 empty] | 0 | 0 | 0 | 0 | 0
5396 | [5 empty] | 0 | 0 | 0 | 0 | 0
5397 | [5 empty] | 0 | 0 | 0 | 0 | 0
5398 | [5 empty] | 0 | 0 | 0 | 0 | 0
5399 | [5 empty] | 0 | 2 | 0 | 0 | 0
5400 | [5 empty] | 0 | 0 | 0 | 0 | 0
5401 | [5 empty] | 0 | 0 | 0 | 0 | 0
5402 | [5 empty] | 0 | 0 | 0 | 0 | 0
5403 | [5 empty] | 0 | 0 | 0 | 0 | 0
5404 | [5 empty] | 0 | 2 | 0 | 0 | 0
5405 | [5 empty] | 0 | 0 | 0 | 0 | 0
5406 | [5 empty] | 0 | 0 | 0 | 0 | 0
5407 | [5 empty] | 0 | 0 | 0 | 0 | 0
5408 | [5 empty] | 0 | 0 | 0 | 0 | 0
5409 | [5 empty] | 0 | 0 | 0 | 0 | 0
5410 | [5 empty] | 0 | 0 | 3 | 0 | 0
5411 | [5 empty] | 0 | 0 | 3 | 0 | 0
5412 | [5 empty] | 0 | 0 | 2 | 0 | 0
5413 | [5 empty] | 0 | 0 | 0 | 0 | 0
5414 | [5 empty] | 0 | 0 | 0 | 0 | 0
5415 | [5 empty] | 0 | 0 | 0 | 0 | 0
5416 | [5 empty] | 0 | 0 | 0 | 0 | 0
5417 | [5 empty] | 0 | 0 | 0 | 0 | 0
5418 | [5 empty] | 0 | 0 | 0 | 0 | 0
5419 | [5 empty] | 0 | 0 | 0 | 0 | 0
5420 | [5 empty] | 0 | 0 | 0 | 0 | 0
5421 | [5 empty] | 0 | 0 | 0 | 0 | 3
5422 | [5 empty] | 0 | 0 | 0 | 0 | 3
5423 | [5 empty] | 0 | 0 | 0 | 0 | 3
5424 | [5 empty] | 0 | 2 | 0 | 0 | 3
5425 | [5 empty] | 0 | 0 | 0 | 0 | 3
5426 | [5 empty] | 0 | 0 | 0 | 0 | 3
5427 | [5 empty] | 0 | 4 | 0 | 0 | 3
5428 | [5 empty] | 0 | 0 | 0 | 0 | 2
5429 | [5 empty] | 0 | 0 | 0 | 0 | 0
5430 | [5 empty] | 0 | 0 | 2 | 0 | 0
5431 | [5 empty] | 0 | 0 | 0 | 0 | 0
5432 | [5 empty] | 0 | 0 | 0 | 0 | 0
5433 | [5 empty] | 0 | 0 | 0 | 0 | 0
5434 | [5 empty] | 0 | 0 | 0 | 0 | 0
5435 | [5 empty] | 0 | 0 | 0 | 0 | 0
5436 | [5 empty] | 0 | 0 | 0 | 0 | 0
5437 | [5 empty] | 0 | 0 | 0 | 0 | 4
5438 | [5 empty] | 0 | 0 | 0 | 0 | 0
5439 | [5 empty] | 0 | 0 | 0 | 0 | 0
5440 | [5 empty] | 0 | 0 | 0 | 0 | 0
5441 | [5 empty] | 0 | 0 | 0 | 0 | 0
5442 | [5 empty] | 0 | 0 | 0 | 0 | 0
5443 | [5 empty] | 0 | 0 | 0 | 0 | 0
5444 | [5 empty] | 0 | 0 | 0 | 0 | 0
5445 | [5 empty] | 0 | 0 | 0 | 0 | 0
5446 | [5 empty] | 0 | 0 | 0 | 0 | 0
5447 | [5 empty] | 0 | 0 | 0 | 0 | 0
5448 | [5 empty] | 0 | 0 | 0 | 0 | 0
5449 | [5 empty] | 0 | 0 | 0 | 0 | 0
5450 | [5 empty] | 0 | 0 | 0 | 0 | 0
5451 | [5 empty] | 0 | 0 | 0 | 0 | 0
5452 | [5 empty] | 0 | 0 | 0 | 0 | 0
5453 | [5 empty] | 0 | 0 | 0 | 0 | 0
5454 | [5 empty] | 0 | 0 | 0 | 0 | 0
5455 | [5 empty] | 0 | 0 | 0 | 0 | 0
5456 | [5 empty] | 0 | 0 | 0 | 0 | 0
5457 | [5 empty] | 0 | 0 | 0 | 0 | 0
5458 | [5 empty] | 0 | 0 | 0 | 0 | 0
5459 | [5 empty] | 0 | 0 | 0 | 0 | 0
5460 | [5 empty] | 0 | 0 | 0 | 0 | 0
5461 | [5 empty] | 0 | 0 | 0 | 0 | 0
5462 | [5 empty] | 0 | 0 | 0 | 0 | 0
5463 | [5 empty] | 0 | 0 | 0 | 0 | 0
5464 | [5 empty] | 0 | 0 | 0 | 0 | 0
5465 | [5 empty] | 0 | 0 | 0 | 0 | 0
5466 | [5 empty] | 0 | 0 | 0 | 0 | 0
5467 | [5 empty] | 0 | 0 | 0 | 0 | 0
5468 | [5 empty] | 0 | 0 | 0 | 0 | 0
5469 | [5 empty] | 0 | 0 | 0 | 0 | 0
5470 | [5 empty] | 0 | 0 | 0 | 0 | 0
5471 | [5 empty] | 0 | 0 | 0 | 0 | 0
5472 | [5 empty] | 0 | 0 | 0 | 0 | 0
5473 | [5 empty] | 0 | 0 | 0 | 0 | 0
5474 | [5 empty] | 0 | 0 | 0 | 0 | 0
5475 | [5 empty] | 0 | 0 | 0 | 0 | 0
5476 | [5 empty] | 0 | 0 | 0 | 0 | 0
5477 | [5 empty] | 0 | 0 | 0 | 0 | 0
5478 | [5 empty] | 0 | 0 | 0 | 0 | 0
5479 | [5 empty] | 0 | 0 | 0 | 0 | 0
5480 | [5 empty] | 0 | 0 | 0 | 0 | 0
5481 | [5 empty] | 0 | 0 | 0 | 0 | 0
5482 | [5 empty] | 0 | 0 | 0 | 0 | 0
5483 | [5 empty] | 0 | 0 | 0 | 0 | 0
5484 | [5 empty] | 0 | 0 | 0 | 0 | 0
5485 | [5 empty] | 0 | 0 | 0 | 0 | 0
5486 | [5 empty] | 0 | 0 | 0 | 0 | 0
5487 | [5 empty] | 0 | 0 | 0 | 0 | 0
5488 | [5 empty] | 0 | 0 | 0 | 0 | 0
5489 | [5 empty] | 0 | 0 | 0 | 0 | 0
5490 | [5 empty] | 0 | 0 | 0 | 0 | 0
5491 | [5 empty] | 0 | 0 | 0 | 0 | 0
5492 | [5 empty] | 0 | 0 | 0 | 0 | 0
5493 | [5 empty] | 0 | 0 | 0 | 0 | 0
5494 | [5 empty] | 0 | 0 | 0 | 0 | 0
5495 | [5 empty] | 0 | 0 | 0 | 0 | 0
5496 | [5 empty] | 0 | 0 | 0 | 0 | 0
5497 | [5 empty] | 0 | 0 | 0 | 0 | 0
5498 | [5 empty] | 0 | 0 | 0 | 0 | 0
5499 | [5 empty] | 0 | 0 | 0 | 0 | 0
5500 | [5 empty] | 0 | 0 | 0 | 0 | 0
5501 | [5 empty] | 0 | 0 | 0 | 0 | 0
5502 | [5 empty] | 0 | 0 | 0 | 0 | 0
5503 | [5 empty] | 0 | 0 | 0 | 0 | 0
5504 | [5 empty] | 0 | 0 | 0 | 0 | 0
5505 | [5 empty] | 0 | 0 | 0 | 0 | 0
5506 | [5 empty] | 0 | 0 | 0 | 0 | 0
5507 | [5 empty] | 0 | 0 | 0 | 0 | 0
5508 | [5 empty] | 0 | 0 | 0 | 0 | 0
5509 | [5 empty] | 0 | 0 | 0 | 0 | 0
5510 | [5 empty] | 0 | 0 | 0 | 0 | 0
5511 | [5 empty] | 0 | 0 | 0 | 0 | 0
5512 | [5 empty] | 0 | 0 | 0 | 0 | 0
5513 | [5 empty] | 0 | 0 | 0 | 0 | 0
5514 | [5 empty] | 0 | 0 | 0 | 0 | 0
5515 | [5 empty] | 0 | 0 | 0 | 0 | 0
5516 | [5 empty] | 0 | 0 | 0 | 0 | 0
5517 | [5 empty] | 0 | 0 | 0 | 0 | 0
5518 | [5 empty] | 0 | 0 | 0 | 0 | 0
5519 | [5 empty] | 0 | 0 | 0 | 0 | 0
5520 | [5 empty] | 0 | 0 | 0 | 0 | 0
5521 | [5 empty] | 0 | 0 | 0 | 0 | 0
5522 | [5 empty] | 0 | 0 | 0 | 0 | 0
5523 | [5 empty] | 0 | 0 | 0 | 0 | 0
5524 | [5 empty] | 0 | 0 | 0 | 0 | 0
5525 | [5 empty] | 0 | 0 | 0 | 0 | 0
5526 | [5 empty] | 0 | 0 | 0 | 0 | 0
5527 | [5 empty] | 0 | 0 | 0 | 0 | 0
5528 | [5 empty] | 0 | 0 | 0 | 0 | 0
5529 | [5 empty] | 0 | 0 | 0 | 0 | 0
5530 | [5 empty] | 0 | 0 | 0 | 0 | 0
5531 | [5 empty] | 0 | 0 | 0 | 0 | 0
5532 | [5 empty] | 0 | 0 | 0 | 0 | 0
5533 | [5 empty] | 0 | 0 | 0 | 0 | 0
5534 | [5 empty] | 0 | 0 | 0 | 0 | 0
5535 | [5 empty] | 0 | 0 | 0 | 0 | 0
5536 | [5 empty] | 0 | 0 | 0 | 0 | 0
5537 | [5 empty] | 0 | 0 | 0 | 0 | 0
5538 | [5 empty] | 0 | 0 | 0 | 0 | 0
5539 | [5 empty] | 0 | 0 | 0 | 0 | 0
5540 | [5 empty] | 0 | 0 | 0 | 0 | 0
5541 | [5 empty] | 0 | 0 | 0 | 0 | 0
5542 | [5 empty] | 0 | 0 | 0 | 0 | 0
5543 | [5 empty] | 0 | 0 | 0 | 0 | 0
5544 | [5 empty] | 0 | 0 | 0 | 0 | 0
5545 | [5 empty] | 0 | 0 | 0 | 0 | 0
5546 | [5 empty] | 0 | 0 | 0 | 0 | 0
5547 | [5 empty] | 0 | 0 | 0 | 0 | 0
5548 | [5 empty] | 0 | 0 | 0 | 0 | 0
5549 | [5 empty] | 0 | 0 | 0 | 0 | 0
5550 | [5 empty] | 0 | 0 | 0 | 0 | 0
5551 | [5 empty] | 0 | 0 | 0 | 0 | 0
5552 | [5 empty] | 0 | 0 | 0 | 0 | 0
5553 | [5 empty] | 0 | 0 | 0 | 0 | 0
5554 | [5 empty] | 0 | 0 | 0 | 0 | 0
5555 | [5 empty] | 0 | 0 | 0 | 0 | 0
5556 | [5 empty] | 0 | 0 | 0 | 0 | 0
5557 | [5 empty] | 0 | 0 | 0 | 0 | 0
5558 | [5 empty] | 0 | 0 | 0 | 0 | 0
5559 | [5 empty] | 0 | 0 | 0 | 0 | 0
5560 | [5 empty] | 0 | 0 | 0 | 0 | 0
5561 | [5 empty] | 0 | 0 | 0 | 0 | 0
5562 | [5 empty] | 0 | 0 | 0 | 0 | 0
5563 | [5 empty] | 0 | 0 | 0 | 0 | 0
5564 | [5 empty] | 0 | 0 | 0 | 0 | 0
5565 | [5 empty] | 0 | 0 | 0 | 0 | 0
5566 | [5 empty] | 0 | 0 | 0 | 0 | 0
5567 | [5 empty] | 0 | 0 | 0 | 0 | 0
5568 | [5 empty] | 0 | 0 | 0 | 0 | 0
5569 | [5 empty] | 0 | 0 | 0 | 0 | 0
5570 | [5 empty] | 0 | 0 | 0 | 0 | 0
5571 | [5 empty] | 0 | 0 | 0 | 0 | 0
5572 | [5 empty] | 0 | 0 | 0 | 0 | 0
5573 | [5 empty] | 0 | 0 | 0 | 0 | 0
5574 | [5 empty] | 0 | 0 | 0 | 0 | 0
5575 | [5 empty] | 0 | 0 | 0 | 0 | 0
5576 | [5 empty] | 0 | 0 | 0 | 0 | 0
5577 | [5 empty] | 0 | 0 | 0 | 0 | 0
5578 | [5 empty] | 0 | 0 | 0 | 0 | 0
5579 | [5 empty] | 0 | 0 | 0 | 0 | 0
5580 | [5 empty] | 0 | 0 | 0 | 0 | 0
5581 | [5 empty] | 0 | 0 | 0 | 0 | 0
5582 | [5 empty] | 0 | 0 | 0 | 0 | 0
5583 | [5 empty] | 0 | 0 | 0 | 0 | 0
5584 | [5 empty] | 0 | 0 | 0 | 0 | 0
5585 | [5 empty] | 0 | 0 | 0 | 0 | 0
5586 | [5 empty] | 0 | 0 | 0 | 0 | 0
5587 | [5 empty] | 0 | 0 | 0 | 0 | 0
5588 | [5 empty] | 0 | 0 | 0 | 0 | 0
5589 | [5 empty] | 0 | 0 | 0 | 0 | 0
5590 | [5 empty] | 0 | 0 | 0 | 0 | 0
5591 | [5 empty] | 0 | 0 | 0 | 0 | 0
5592 | [5 empty] | 0 | 0 | 0 | 0 | 0
5593 | [5 empty] | 0 | 0 | 0 | 0 | 0
5594 | [5 empty] | 0 | 0 | 0 | 0 | 0
5595 | [5 empty] | 0 | 0 | 0 | 0 | 0
5596 | [5 empty] | 0 | 0 | 0 | 0 | 0
5597 | [5 empty] | 0 | 0 | 0 | 0 | 0
5598 | [5 empty] | 0 | 0 | 0 | 0 | 0
5599 | [5 empty] | 0 | 0 | 0 | 0 | 0
5600 | [5 empty] | 0 | 0 | 0 | 0 | 0
5601 | [5 empty] | 0 | 0 | 0 | 0 | 0
5602 | [5 empty] | 0 | 0 | 0 | 0 | 0
5603 | [5 empty] | 0 | 0 | 0 | 0 | 0
5604 | [5 empty] | 0 | 0 | 0 | 0 | 0
5605 | [5 empty] | 0 | 0 | 0 | 0 | 0
5606 | [5 empty] | 0 | 0 | 0 | 0 | 0
5607 | [5 empty] | 0 | 0 | 0 | 0 | 0
5608 | [5 empty] | 0 | 0 | 0 | 0 | 0
5609 | [5 empty] | 0 | 0 | 0 | 0 | 0
5610 | [5 empty] | 0 | 0 | 0 | 0 | 0
5611 | [5 empty] | 0 | 0 | 0 | 0 | 0
5612 | [5 empty] | 0 | 0 | 0 | 0 | 0
5613 | [5 empty] | 0 | 0 | 0 | 0 | 0
5614 | [5 empty] | 0 | 0 | 0 | 0 | 0
5615 | [5 empty] | 0 | 0 | 0 | 0 | 0
5616 | [5 empty] | 0 | 0 | 0 | 0 | 0
5617 | [5 empty] | 0 | 0 | 0 | 0 | 0
5618 | [5 empty] | 0 | 0 | 0 | 0 | 0
5619 | [5 empty] | 0 | 0 | 0 | 0 | 0
5620 | [5 empty] | 0 | 0 | 0 | 0 | 0
5621 | [5 empty] | 0 | 0 | 0 | 0 | 0
5622 | [5 empty] | 0 | 0 | 0 | 0 | 0
5623 | [5 empty] | 0 | 0 | 0 | 0 | 0
5624 | [5 empty] | 0 | 0 | 0 | 0 | 0
5625 | [5 empty] | 0 | 0 | 0 | 0 | 0
5626 | [5 empty] | 0 | 0 | 0 | 0 | 0
5627 | [5 empty] | 0 | 0 | 0 | 0 | 0
5628 | [5 empty] | 0 | 0 | 0 | 0 | 0
5629 | [5 empty] | 0 | 0 | 0 | 0 | 0
5630 | [5 empty] | 0 | 0 | 0 | 0 | 0
5631 | [5 empty] | 0 | 0 | 0 | 0 | 0
5632 | [5 empty] | 0 | 0 | 0 | 0 | 0
5633 | [5 empty] | 0 | 0 | 0 | 0 | 0
5634 | [5 empty] | 0 | 0 | 0 | 0 | 0
5635 | [5 empty] | 0 | 0 | 0 | 0 | 0
5636 | [5 empty] | 0 | 0 | 0 | 0 | 0
5637 | [5 empty] | 0 | 0 | 0 | 0 | 0
5638 | [5 empty] | 0 | 0 | 0 | 0 | 0
5639 | [5 empty] | 0 | 0 | 0 | 0 | 0
5640 | [5 empty] | 0 | 0 | 0 | 0 | 0
5641 | [5 empty] | 0 | 0 | 0 | 0 | 0
5642 | [5 empty] | 0 | 0 | 0 | 0 | 0
5643 | [5 empty] | 0 | 0 | 0 | 0 | 0
5644 | [5 empty] | 0 | 0 | 0 | 0 | 0
5645 | [5 empty] | 0 | 0 | 0 | 0 | 0
5646 | [5 empty] | 0 | 0 | 0 | 0 | 0
5647 | [5 empty] | 0 | 0 | 0 | 0 | 0
5648 | [5 empty] | 0 | 0 | 0 | 0 | 0
5649 | [5 empty] | 0 | 0 | 0 | 0 | 0
5650 | [5 empty] | 0 | 0 | 0 | 0 | 0
5651 | [5 empty] | 0 | 0 | 0 | 0 | 0
5652 | [5 empty] | 0 | 0 | 0 | 0 | 0
5653 | [5 empty] | 0 | 0 | 0 | 0 | 0
5654 | [5 empty] | 0 | 0 | 0 | 0 | 0
5655 | [5 empty] | 0 | 0 | 0 | 0 | 0
5656 | [5 empty] | 0 | 0 | 0 | 0 | 0
5657 | [5 empty] | 0 | 0 | 0 | 0 | 0
5658 | [5 empty] | 0 | 0 | 0 | 0 | 0
5659 | [5 empty] | 0 | 0 | 0 | 0 | 0
5660 | [5 empty] | 0 | 0 | 0 | 0 | 0
5661 | [5 empty] | 0 | 0 | 0 | 0 | 0
5662 | [5 empty] | 0 | 0 | 0 | 0 | 0
5663 | [5 empty] | 0 | 0 | 0 | 0 | 0
5664 | [5 empty] | 0 | 0 | 0 | 0 | 0
5665 | [5 empty] | 0 | 0 | 0 | 0 | 0
5666 | [5 empty] | 0 | 0 | 0 | 0 | 0
5667 | [5 empty] | 0 | 0 | 0 | 0 | 0
5668 | [5 empty] | 0 | 0 | 0 | 0 | 0
5669 | [5 empty] | 0 | 0 | 0 | 0 | 0
5670 | [5 empty] | 0 | 0 | 0 | 0 | 0
5671 | [5 empty] | 0 | 0 | 0 | 0 | 0
5672 | [5 empty] | 0 | 0 | 0 | 0 | 0
5673 | [5 empty] | 0 | 0 | 0 | 0 | 0
5674 | [5 empty] | 0 | 0 | 0 | 0 | 0
5675 | [5 empty] | 0 | 0 | 0 | 0 | 0
5676 | [5 empty] | 0 | 0 | 0 | 0 | 0
5677 | [5 empty] | 0 | 0 | 0 | 0 | 0
5678 | [5 empty] | 0 | 0 | 0 | 0 | 0
5679 | [5 empty] | 0 | 0 | 0 | 0 | 0
5680 | [5 empty] | 0 | 0 | 0 | 0 | 0
5681 | [5 empty] | 0 | 0 | 0 | 0 | 0
5682 | [5 empty] | 0 | 0 | 0 | 0 | 0
5683 | [5 empty] | 0 | 0 | 0 | 0 | 0
5684 | [5 empty] | 0 | 0 | 0 | 0 | 0
5685 | [5 empty] | 0 | 0 | 0 | 0 | 0
5686 | [5 empty] | 0 | 0 | 0 | 0 | 0
5687 | [5 empty] | 0 | 0 | 0 | 0 | 0
5688 | [5 empty] | 0 | 0 | 0 | 0 | 0
5689 | [5 empty] | 0 | 0 | 0 | 0 | 0
5690 | [5 empty] | 0 | 0 | 0 | 0 | 0
5691 | [5 empty] | 0 | 0 | 0 | 0 | 0
5692 | [5 empty] | 0 | 0 | 0 | 0 | 0
5693 | [5 empty] | 0 | 0 | 0 | 0 | 0
5694 | [5 empty] | 0 | 0 | 0 | 0 | 0
5695 | [5 empty] | 0 | 0 | 0 | 0 | 0
5696 | [5 empty] | 0 | 0 | 0 | 0 | 0
5697 | [5 empty] | 0 | 0 | 0 | 0 | 0
5698 | [5 empty] | 0 | 0 | 0 | 0 | 0
5699 | [5 empty] | 0 | 0 | 0 | 0 | 0
5700 | [5 empty] | 0 | 0 | 0 | 0 | 0
5701 | [5 empty] | 0 | 0 | 0 | 0 | 0
5702 | [5 empty] | 0 | 0 | 0 | 0 | 0
5703 | [5 empty] | 0 | 0 | 0 | 0 | 0
5704 | [5 empty] | 0 | 0 | 0 | 0 | 0
5705 | [5 empty] | 0 | 0 | 0 | 0 | 0
5706 | [5 empty] | 0 | 0 | 0 | 0 | 0
5707 | [5 empty] | 0 | 0 | 0 | 0 | 0
5708 | [5 empty] | 0 | 0 | 0 | 0 | 0
5709 | [5 empty] | 0 | 0 | 0 | 0 | 0
5710 | [5 empty] | 0 | 0 | 0 | 0 | 0
5711 | [5 empty] | 0 | 0 | 0 | 0 | 0
5712 | [5 empty] | 0 | 0 | 0 | 0 | 0
5713 | [5 empty] | 0 | 0 | 0 | 0 | 0
5714 | [5 empty] | 0 | 0 | 0 | 0 | 0
5715 | [5 empty] | 0 | 0 | 0 | 0 | 0
5716 | [5 empty] | 0 | 0 | 0 | 0 | 0
5717 | [5 empty] | 0 | 0 | 0 | 0 | 0
5718 | [5 empty] | 0 | 0 | 0 | 0 | 0
5719 | [5 empty] | 0 | 0 | 0 | 0 | 0
5720 | [5 empty] | 0 | 0 | 0 | 0 | 0
5721 | [5 empty] | 0 | 0 | 0 | 0 | 0
5722 | [5 empty] | 0 | 0 | 0 | 0 | 0
5723 | [5 empty] | 0 | 0 | 0 | 0 | 0
5724 | [5 empty] | 0 | 0 | 0 | 0 | 0
5725 | [5 empty] | 0 | 0 | 0 | 0 | 0
5726 | [5 empty] | 0 | 0 | 0 | 0 | 0
5727 | [5 empty] | 0 | 0 | 0 | 0 | 0
5728 | [5 empty] | 0 | 0 | 0 | 0 | 0
5729 | [5 empty] | 0 | 0 | 0 | 0 | 0
5730 | [5 empty] | 0 | 0 | 0 | 0 | 0
5731 | [5 empty] | 0 | 0 | 0 | 0 | 0
5732 | [5 empty] | 0 | 0 | 0 | 0 | 0
5733 | [5 empty] | 0 | 0 | 0 | 0 | 0
5734 | [5 empty] | 0 | 0 | 0 | 0 | 0
5735 | [5 empty] | 0 | 0 | 0 | 0 | 0
5736 | [5 empty] | 0 | 0 | 0 | 0 | 0
5737 | [5 empty] | 0 | 0 | 0 | 0 | 0
5738 | [5 empty] | 0 | 0 | 0 | 0 | 0
5739 | [5 empty] | 0 | 0 | 0 | 0 | 0
5740 | [5 empty] | 0 | 0 | 0 | 0 | 0
5741 | [5 empty] | 0 | 0 | 0 | 0 | 0
5742 | [5 empty] | 0 | 0 | 0 | 0 | 0
5743 | [5 empty] | 0 | 0 | 0 | 0 | 0
5744 | [5 empty] | 0 | 0 | 0 | 0 | 0
5745 | [5 empty] | 0 | 0 | 0 | 0 | 0
5746 | [5 empty] | 0 | 0 | 0 | 0 | 0
5747 | [5 empty] | 0 | 0 | 0 | 0 | 0
5748 | [5 empty] | 0 | 0 | 0 | 0 | 0
5749 | [5 empty] | 0 | 0 | 0 | 0 | 0
5750 | [5 empty] | 0 | 0 | 0 | 0 | 0
5751 | [5 empty] | 0 | 0 | 0 | 0 | 0
5752 | [5 empty] | 0 | 0 | 0 | 0 | 0
5753 | [5 empty] | 0 | 0 | 0 | 0 | 0
5754 | [5 empty] | 0 | 0 | 0 | 0 | 0
5755 | [5 empty] | 0 | 0 | 0 | 0 | 0
5756 | [5 empty] | 0 | 0 | 0 | 0 | 0
5757 | [5 empty] | 0 | 0 | 0 | 0 | 0
5758 | [5 empty] | 0 | 0 | 0 | 0 | 0
5759 | [5 empty] | 0 | 0 | 0 | 0 | 0
5760 | [5 empty] | 0 | 0 | 0 | 0 | 0
5761 | [5 empty] | 0 | 0 | 0 | 0 | 0
5762 | [5 empty] | 0 | 0 | 0 | 0 | 0
5763 | [5 empty] | 0 | 0 | 0 | 0 | 0
5764 | [5 empty] | 0 | 0 | 0 | 0 | 0
5765 | [5 empty] | 0 | 0 | 0 | 0 | 0
5766 | [5 empty] | 0 | 0 | 0 | 0 | 0
5767 | [5 empty] | 0 | 0 | 0 | 0 | 0
5768 | [5 empty] | 0 | 0 | 0 | 0 | 0
5769 | [5 empty] | 0 | 0 | 0 | 0 | 0
5770 | [5 empty] | 0 | 0 | 0 | 0 | 0
5771 | [5 empty] | 0 | 0 | 0 | 0 | 0
5772 | [5 empty] | 0 | 0 | 0 | 0 | 0
5773 | [5 empty] | 0 | 0 | 0 | 0 | 0
5774 | [5 empty] | 0 | 0 | 0 | 0 | 0
5775 | [5 empty] | 0 | 0 | 0 | 0 | 0
5776 | [5 empty] | 0 | 0 | 0 | 0 | 0
5777 | [5 empty] | 0 | 0 | 0 | 0 | 0
5778 | [5 empty] | 0 | 0 | 0 | 0 | 0
5779 | [5 empty] | 0 | 0 | 0 | 0 | 0
5780 | [5 empty] | 0 | 0 | 0 | 0 | 0
5781 | [5 empty] | 0 | 0 | 0 | 0 | 0
5782 | [5 empty] | 0 | 0 | 0 | 0 | 0
5783 | [5 empty] | 0 | 0 | 0 | 0 | 0
5784 | [5 empty] | 0 | 0 | 0 | 0 | 0
5785 | [5 empty] | 0 | 0 | 0 | 0 | 0
5786 | [5 empty] | 0 | 0 | 0 | 0 | 0
5787 | [5 empty] | 0 | 0 | 0 | 0 | 0
5788 | [5 empty] | 0 | 0 | 0 | 0 | 0
5789 | [5 empty] | 0 | 0 | 0 | 0 | 0
5790 | [5 empty] | 0 | 0 | 0 | 0 | 0
5791 | [5 empty] | 0 | 0 | 0 | 0 | 0
5792 | [5 empty] | 0 | 0 | 0 | 0 | 0
5793 | [5 empty] | 0 | 0 | 0 | 0 | 0
5794 | [5 empty] | 0 | 0 | 0 | 0 | 0
5795 | [5 empty] | 0 | 0 | 0 | 0 | 0
5796 | [5 empty] | 0 | 0 | 0 | 0 | 0
5797 | [5 empty] | 0 | 0 | 0 | 0 | 0
5798 | [5 empty] | 0 | 0 | 0 | 0 | 0
5799 | [5 empty] | 0 | 0 | 0 | 0 | 0
5800 | [5 empty] | 0 | 0 | 0 | 0 | 0
5801 | [5 empty] | 0 | 0 | 0 | 0 | 0
5802 | [5 empty] | 0 | 0 | 0 | 0 | 0
5803 | [5 empty] | 0 | 0 | 0 | 0 | 0
5804 | [5 empty] | 0 | 0 | 0 | 0 | 0
5805 | [5 empty] | 0 | 0 | 0 | 0 | 0
5806 | [5 empty] | 0 | 0 | 0 | 0 | 0
5807 | [5 empty] | 0 | 0 | 0 | 0 | 0
5808 | [5 empty] | 0 | 0 | 0 | 0 | 0
5809 | [5 empty] | 0 | 0 | 0 | 0 | 0
5810 | [5 empty] | 0 | 0 | 0 | 0 | 0
5811 | [5 empty] | 0 | 0 | 0 | 0 | 0
5812 | [5 empty] | 0 | 0 | 0 | 0 | 0
5813 | [5 empty] | 0 | 0 | 0 | 0 | 0
5814 | [5 empty] | 0 | 0 | 0 | 0 | 0
5815 | [5 empty] | 0 | 0 | 0 | 0 | 0
5816 | [5 empty] | 0 | 0 | 0 | 0 | 0
5817 | [5 empty] | 0 | 0 | 0 | 0 | 0
5818 | [5 empty] | 0 | 0 | 0 | 0 | 0
5819 | [5 empty] | 0 | 0 | 0 | 0 | 0
5820 | [5 empty] | 0 | 0 | 0 | 0 | 0
5821 | [5 empty] | 0 | 0 | 0 | 0 | 0
5822 | [5 empty] | 0 | 0 | 0 | 0 | 0
5823 | [5 empty] | 0 | 0 | 0 | 0 | 0
5824 | [5 empty] | 0 | 0 | 0 | 0 | 0
5825 | [5 empty] | 0 | 0 | 0 | 0 | 0
5826 | [5 empty] | 0 | 0 | 0 | 0 | 0
5827 | [5 empty] | 0 | 0 | 0 | 0 | 0
5828 | [5 empty] | 0 | 0 | 0 | 0 | 0
5829 | [5 empty] | 0 | 0 | 0 | 0 | 0
5830 | [5 empty] | 0 | 0 | 0 | 0 | 0
5831 | [5 empty] | 0 | 0 | 0 | 0 | 0
5832 | [5 empty] | 0 | 0 | 0 | 0 | 0
5833 | [5 empty] | 0 | 0 | 0 | 0 | 0
5834 | [5 empty] | 0 | 0 | 0 | 0 | 0
5835 | [5 empty] | 0 | 0 | 0 | 0 | 0
5836 | [5 empty] | 0 | 0 | 0 | 0 | 0
5837 | [5 empty] | 0 | 0 | 0 | 0 | 0
5838 | [5 empty] | 0 | 0 | 0 | 0 | 0
5839 | [5 empty] | 0 | 0 | 0 | 0 | 0
5840 | [5 empty] | 0 | 0 | 0 | 0 | 0
5841 | [5 empty] | 0 | 0 | 0 | 0 | 0
5842 | [5 empty] | 0 | 0 | 0 | 0 | 0
5843 | [5 empty] | 0 | 0 | 0 | 0 | 0
5844 | [5 empty] | 0 | 0 | 0 | 0 | 0
5845 | [5 empty] | 0 | 0 | 0 | 0 | 0
5846 | [5 empty] | 0 | 0 | 0 | 0 | 0
5847 | [5 empty] | 0 | 0 | 0 | 0 | 0
5848 | [5 empty] | 0 | 0 | 0 | 0 | 0
5849 | [5 empty] | 0 | 0 | 0 | 0 | 0
5850 | [5 empty] | 0 | 0 | 0 | 0 | 0
5851 | [5 empty] | 0 | 0 | 0 | 0 | 0
5852 | [5 empty] | 0 | 0 | 0 | 0 | 0
5853 | [5 empty] | 0 | 0 | 0 | 0 | 0
5854 | [5 empty] | 0 | 0 | 0 | 0 | 0
5855 | [5 empty] | 0 | 0 | 0 | 0 | 0
5856 | [5 empty] | 0 | 0 | 0 | 0 | 0
5857 | [5 empty] | 0 | 0 | 0 | 0 | 0
5858 | [5 empty] | 0 | 0 | 0 | 0 | 0
5859 | [5 empty] | 0 | 0 | 0 | 0 | 0
5860 | [5 empty] | 0 | 0 | 0 | 0 | 0
5861 | [5 empty] | 0 | 0 | 0 | 0 | 0
5862 | [5 empty] | 0 | 0 | 0 | 0 | 0
5863 | [5 empty] | 0 | 0 | 0 | 0 | 0
5864 | [5 empty] | 0 | 0 | 0 | 0 | 0
5865 | [5 empty] | 0 | 0 | 0 | 0 | 0
5866 | [5 empty] | 0 | 0 | 0 | 0 | 0
5867 | [5 empty] | 0 | 0 | 0 | 0 | 0
5868 | [5 empty] | 0 | 0 | 0 | 0 | 0
5869 | [5 empty] | 0 | 0 | 0 | 0 | 0
5870 | [5 empty] | 0 | 0 | 0 | 0 | 0
5871 | [5 empty] | 0 | 0 | 0 | 0 | 0
5872 | [5 empty] | 0 | 0 | 0 | 0 | 0
5873 | [5 empty] | 0 | 0 | 0 | 0 | 0
5874 | [5 empty] | 0 | 0 | 0 | 0 | 0
5875 | [5 empty] | 0 | 0 | 0 | 0 | 0
5876 | [5 empty] | 0 | 0 | 0 | 0 | 0
5877 | [5 empty] | 0 | 0 | 0 | 0 | 0
5878 | [5 empty] | 0 | 0 | 0 | 0 | 0
5879 | [5 empty] | 0 | 0 | 0 | 0 | 0
5880 | [5 empty] | 0 | 0 | 0 | 0 | 0
5881 | [5 empty] | 0 | 0 | 0 | 0 | 0
5882 | [5 empty] | 0 | 0 | 0 | 0 | 0
5883 | [5 empty] | 0 | 0 | 0 | 0 | 0
5884 | [5 empty] | 0 | 0 | 0 | 0 | 0
5885 | [5 empty] | 0 | 0 | 0 | 0 | 0
5886 | [5 empty] | 0 | 0 | 0 | 0 | 0
5887 | [5 empty] | 0 | 0 | 0 | 0 | 0
5888 | [5 empty] | 0 | 0 | 0 | 0 | 0
5889 | [5 empty] | 0 | 0 | 0 | 0 | 0
5890 | [5 empty] | 0 | 0 | 0 | 0 | 0
5891 | [5 empty] | 0 | 0 | 0 | 0 | 0
5892 | [5 empty] | 0 | 0 | 0 | 0 | 0
5893 | [5 empty] | 0 | 0 | 0 | 0 | 0
5894 | [5 empty] | 0 | 0 | 0 | 0 | 0
5895 | [5 empty] | 0 | 0 | 0 | 0 | 0
5896 | [5 empty] | 0 | 0 | 0 | 0 | 0
5897 | [5 empty] | 0 | 0 | 0 | 0 | 0
5898 | [5 empty] | 0 | 0 | 0 | 0 | 0
5899 | [5 empty] | 0 | 0 | 0 | 0 | 0
5900 | [5 empty] | 0 | 0 | 0 | 0 | 0
5901 | [5 empty] | 0 | 0 | 0 | 0 | 0
5902 | [5 empty] | 0 | 0 | 0 | 0 | 0
5903 | [5 empty] | 0 | 0 | 0 | 0 | 0
5904 | [5 empty] | 0 | 0 | 0 | 0 | 0
5905 | [5 empty] | 0 | 0 | 0 | 0 | 0
5906 | [5 empty] | 0 | 0 | 0 | 0 | 0
5907 | [5 empty] | 0 | 0 | 0 | 0 | 0
5908 | [5 empty] | 0 | 0 | 0 | 0 | 0
5909 | [5 empty] | 0 | 0 | 0 | 0 | 0
5910 | [5 empty] | 0 | 0 | 0 | 0 | 0
5911 | [5 empty] | 0 | 0 | 0 | 0 | 0
5912 | [5 empty] | 0 | 0 | 0 | 0 | 0
5913 | [5 empty] | 0 | 0 | 0 | 0 | 0
5914 | [5 empty] | 0 | 0 | 0 | 0 | 0
5915 | [5 empty] | 0 | 0 | 0 | 0 | 0
5916 | [5 empty] | 0 | 0 | 0 | 0 | 0
5917 | [5 empty] | 0 | 0 | 0 | 0 | 0
5918 | [5 empty] | 0 | 0 | 0 | 0 | 0
5919 | [5 empty] | 0 | 0 | 0 | 0 | 0
5920 | [5 empty] | 0 | 0 | 0 | 0 | 0
5921 | [5 empty] | 0 | 0 | 0 | 0 | 0
5922 | [5 empty] | 0 | 0 | 0 | 0 | 0
5923 | [5 empty] | 0 | 0 | 0 | 0 | 0
5924 | [5 empty] | 0 | 0 | 0 | 0 | 0
5925 | [5 empty] | 0 | 0 | 0 | 0 | 0
5926 | [5 empty] | 0 | 0 | 0 | 0 | 0
5927 | [5 empty] | 0 | 0 | 0 | 0 | 0
5928 | [5 empty] | 0 | 0 | 0 | 0 | 0
5929 | [5 empty] | 0 | 0 | 0 | 0 | 0
5930 | [5 empty] | 0 | 0 | 0 | 0 | 0
5931 | [5 empty] | 0 | 0 | 0 | 0 | 0
5932 | [5 empty] | 0 | 0 | 0 | 0 | 0
5933 | [5 empty] | 0 | 0 | 0 | 0 | 0
5934 | [5 empty] | 0 | 0 | 0 | 0 | 0
5935 | [5 empty] | 0 | 0 | 0 | 0 | 0
5936 | [5 empty] | 0 | 0 | 0 | 0 | 0
5937 | [5 empty] | 0 | 0 | 0 | 0 | 0
5938 | [5 empty] | 0 | 0 | 0 | 0 | 0
5939 | [5 empty] | 0 | 0 | 0 | 0 | 0
5940 | [5 empty] | 0 | 0 | 0 | 0 | 0
5941 | [5 empty] | 0 | 0 | 0 | 0 | 0
5942 | [5 empty] | 0 | 0 | 0 | 0 | 0
5943 | [5 empty] | 0 | 0 | 0 | 0 | 0
5944 | [5 empty] | 0 | 0 | 0 | 0 | 0
5945 | [5 empty] | 0 | 0 | 0 | 0 | 0
5946 | [5 empty] | 0 | 0 | 0 | 0 | 0
5947 | [5 empty] | 0 | 0 | 0 | 0 | 0
5948 | [5 empty] | 0 | 0 | 0 | 0 | 0
5949 | [5 empty] | 0 | 0 | 0 | 0 | 0
5950 | [5 empty] | 0 | 0 | 0 | 0 | 0
5951 | [5 empty] | 0 | 0 | 0 | 0 | 0
5952 | [5 empty] | 0 | 0 | 0 | 0 | 0
5953 | [5 empty] | 0 | 0 | 0 | 0 | 0
5954 | [5 empty] | 0 | 0 | 0 | 0 | 0
5955 | [5 empty] | 0 | 0 | 0 | 0 | 0
5956 | [5 empty] | 0 | 0 | 0 | 0 | 0
5957 | [5 empty] | 0 | 0 | 0 | 0 | 0
5958 | [5 empty] | 0 | 0 | 0 | 0 | 0
5959 | [5 empty] | 0 | 0 | 0 | 0 | 0
5960 | [5 empty] | 0 | 0 | 0 | 0 | 0
5961 | [5 empty] | 0 | 0 | 0 | 0 | 0
5962 | [5 empty] | 0 | 0 | 0 | 0 | 0
5963 | [5 empty] | 0 | 0 | 0 | 0 | 0
5964 | [5 empty] | 0 | 0 | 0 | 0 | 0
5965 | [5 empty] | 0 | 0 | 0 | 0 | 0
5966 | [5 empty] | 0 | 0 | 0 | 0 | 0
5967 | [5 empty] | 0 | 0 | 0 | 0 | 0
5968 | [5 empty] | 0 | 0 | 0 | 0 | 0
5969 | [5 empty] | 0 | 0 | 0 | 0 | 0
5970 | [5 empty] | 0 | 0 | 0 | 0 | 0
5971 | [5 empty] | 0 | 0 | 0 | 0 | 0
5972 | [5 empty] | 0 | 0 | 0 | 0 | 0
5973 | [5 empty] | 0 | 0 | 0 | 0 | 0
5974 | [5 empty] | 0 | 0 | 0 | 0 | 0
5975 | [5 empty] | 0 | 0 | 0 | 0 | 0
5976 | [5 empty] | 0 | 0 | 0 | 0 | 0
5977 | [5 empty] | 0 | 0 | 0 | 0 | 0
5978 | [5 empty] | 0 | 0 | 0 | 0 | 0
5979 | [5 empty] | 0 | 0 | 0 | 0 | 0
5980 | [5 empty] | 0 | 0 | 0 | 0 | 0
5981 | [5 empty] | 0 | 0 | 0 | 0 | 0
5982 | [5 empty] | 0 | 0 | 0 | 0 | 0
5983 | [5 empty] | 0 | 0 | 0 | 0 | 0
5984 | [5 empty] | 0 | 0 | 0 | 0 | 0
5985 | [5 empty] | 0 | 0 | 0 | 0 | 0
5986 | [5 empty] | 0 | 0 | 0 | 0 | 0
5987 | [5 empty] | 0 | 0 | 0 | 0 | 0
5988 | [5 empty] | 0 | 0 | 0 | 0 | 0
5989 | [5 empty] | 0 | 0 | 0 | 0 | 0
5990 | [5 empty] | 0 | 0 | 0 | 0 | 0
5991 | [5 empty] | 0 | 0 | 0 | 0 | 0
5992 | [5 empty] | 0 | 0 | 0 | 0 | 0
5993 | [5 empty] | 0 | 0 | 0 | 0 | 0
5994 | [5 empty] | 0 | 0 | 0 | 0 | 0
5995 | [5 empty] | 0 | 0 | 0 | 0 | 0
5996 | [5 empty] | 0 | 0 | 0 | 0 | 0
5997 | [5 empty] | 0 | 0 | 0 | 0 | 0
5998 | [5 empty] | 0 | 0 | 0 | 0 | 0
5999 | [5 empty] | 0 | 0 | 0 | 0 | 0
6000 | [5 empty] | 0 | 0 | 0 | 0 | 0
6001 | [5 empty] | 0 | 0 | 0 | 0 | 0
6002 | [5 empty] | 0 | 0 | 0 | 0 | 0
6003 | [5 empty] | 0 | 0 | 0 | 0 | 0
6004 | [5 empty] | 0 | 0 | 0 | 0 | 0
6005 | [5 empty] | 0 | 0 | 0 | 0 | 0
6006 | [5 empty] | 0 | 0 | 0 | 0 | 0
6007 | [5 empty] | 0 | 0 | 0 | 0 | 0
6008 | [5 empty] | 0 | 0 | 0 | 0 | 0
6009 | [5 empty] | 0 | 0 | 0 | 0 | 0
6010 | [5 empty] | 0 | 0 | 0 | 0 | 0
6011 | [5 empty] | 0 | 0 | 0 | 0 | 0
6012 | [5 empty] | 0 | 0 | 0 | 0 | 0
6013 | [5 empty] | 0 | 0 | 0 | 0 | 0
6014 | [5 empty] | 0 | 0 | 0 | 0 | 0
6015 | [5 empty] | 0 | 0 | 0 | 0 | 0
6016 | [5 empty] | 0 | 0 | 0 | 0 | 0
6017 | [5 empty] | 0 | 0 | 0 | 0 | 0
6018 | [5 empty] | 0 | 0 | 0 | 0 | 0
6019 | [5 empty] | 0 | 0 | 0 | 0 | 0
6020 | [5 empty] | 0 | 0 | 0 | 0 | 0
6021 | [5 empty] | 0 | 0 | 0 | 0 | 0
6022 | [5 empty] | 0 | 0 | 0 | 0 | 0
6023 | [5 empty] | 0 | 0 | 0 | 0 | 0
6024 | [5 empty] | 0 | 0 | 0 | 0 | 0
6025 | [5 empty] | 0 | 0 | 0 | 0 | 0
6026 | [5 empty] | 0 | 0 | 0 | 0 | 0
6027 | [5 empty] | 0 | 0 | 0 | 0 | 0
6028 | [5 empty] | 0 | 0 | 0 | 0 | 0
6029 | [5 empty] | 0 | 0 | 0 | 0 | 0
6030 | [5 empty] | 0 | 0 | 0 | 0 | 0
6031 | [5 empty] | 0 | 0 | 1 | 0 | 0
6032 | [5 empty] | 0 | 0 | 0 | 0 | 0
6033 | [5 empty] | 0 | 0 | 0 | 0 | 0
6034 | [5 empty] | 0 | 0 | 0 | 1 | 0
6035 | [5 empty] | 0 | 0 | 0 | 0 | 0
6036 | [5 empty] | 0 | 0 | 0 | 0 | 0
6037 | [5 empty] | 0 | 0 | 3 | 0 | 0
6038 | [5 empty] | 0 | 0 | 2 | 0 | 0
6039 | [5 empty] | 0 | 0 | 0 | 0 | 0
6040 | [5 empty] | 0 | 0 | 0 | 0 | 0
6041 | [5 empty] | 0 | 0 | 0 | 0 | 0
6042 | [5 empty] | 0 | 0 | 0 | 0 | 0
6043 | [5 empty] | 0 | 0 | 0 | 0 | 0
6044 | [5 empty] | 0 | 0 | 0 | 0 | 0
6045 | [5 empty] | 0 | 0 | 0 | 0 | 0
6046 | [5 empty] | 0 | 0 | 0 | 0 | 0
6047 | [5 empty] | 0 | 0 | 0 | 0 | 0
6048 | [5 empty] | 0 | 0 | 0 | 0 | 0
6049 | [5 empty] | 0 | 0 | 0 | 0 | 0
6050 | [5 empty] | 0 | 0 | 0 | 0 | 0
6051 | [5 empty] | 0 | 0 | 0 | 0 | 0
6052 | [5 empty] | 0 | 0 | 0 | 0 | 0
6053 | [5 empty] | 0 | 0 | 0 | 0 | 0
6054 | [5 empty] | 0 | 0 | 0 | 0 | 0
6055 | [5 empty] | 0 | 0 | 0 | 0 | 0
6056 | [5 empty] | 0 | 0 | 0 | 0 | 0
6057 | [5 empty] | 0 | 0 | 0 | 0 | 0
6058 | [5 empty] | 0 | 0 | 0 | 0 | 0
6059 | [5 empty] | 3 | 0 | 0 | 0 | 0
6060 | [5 empty] | 0 | 0 | 0 | 0 | 0
6061 | [5 empty] | 0 | 0 | 0 | 0 | 0
6062 | [5 empty] | 0 | 0 | 0 | 0 | 0
6063 | [5 empty] | 0 | 0 | 0 | 0 | 0
6064 | [5 empty] | 0 | 0 | 0 | 0 | 0
6065 | [5 empty] | 0 | 0 | 0 | 0 | 0
6066 | [5 empty] | 0 | 0 | 0 | 0 | 0
6067 | [5 empty] | 0 | 0 | 0 | 0 | 0
6068 | [5 empty] | 0 | 0 | 0 | 0 | 0
6069 | [5 empty] | 0 | 0 | 0 | 0 | 0
6070 | [5 empty] | 0 | 0 | 0 | 0 | 0
6071 | [5 empty] | 0 | 0 | 1 | 0 | 0
6072 | [5 empty] | 0 | 0 | 0 | 0 | 0
6073 | [5 empty] | 0 | 0 | 0 | 3 | 0
6074 | [5 empty] | 0 | 0 | 1 | 4 | 0
6075 | [5 empty] | 0 | 0 | 0 | 0 | 0
6076 | [5 empty] | 0 | 0 | 0 | 0 | 0
6077 | [5 empty] | 0 | 0 | 0 | 0 | 0
6078 | [5 empty] | 0 | 0 | 0 | 0 | 0
6079 | [5 empty] | 0 | 0 | 0 | 0 | 0
6080 | [5 empty] | 0 | 0 | 0 | 0 | 0
6081 | [5 empty] | 0 | 0 | 0 | 0 | 0
6082 | [5 empty] | 0 | 0 | 0 | 0 | 0
6083 | [5 empty] | 0 | 0 | 0 | 0 | 0
6084 | [5 empty] | 0 | 0 | 0 | 0 | 0
6085 | [5 empty] | 0 | 0 | 0 | 0 | 0
6086 | [5 empty] | 0 | 0 | 0 | 0 | 0
6087 | [5 empty] | 1 | 0 | 3 | 0 | 0
6088 | [5 empty] | 0 | 0 | 3 | 0 | 0
6089 | [5 empty] | 0 | 0 | 3 | 0 | 0
6090 | [5 empty] | 0 | 0 | 3 | 0 | 0
6091 | [5 empty] | 0 | 0 | 0 | 0 | 0
6092 | [5 empty] | 0 | 0 | 0 | 0 | 0
6093 | [5 empty] | 0 | 0 | 0 | 0 | 0
6094 | [5 empty] | 0 | 0 | 0 | 0 | 0
6095 | [5 empty] | 0 | 0 | 0 | 0 | 0
6096 | [5 empty] | 0 | 0 | 0 | 0 | 0
6097 | [5 empty] | 0 | 0 | 0 | 0 | 0
6098 | [5 empty] | 0 | 0 | 0 | 0 | 0
6099 | [5 empty] | 0 | 0 | 0 | 0 | 0
6100 | [5 empty] | 1 | 0 | 0 | 0 | 0
6101 | [5 empty] | 0 | 0 | 0 | 0 | 0
6102 | [5 empty] | 0 | 0 | 0 | 0 | 0
6103 | [5 empty] | 0 | 0 | 0 | 0 | 0
6104 | [5 empty] | 0 | 0 | 0 | 1 | 0
6105 | [5 empty] | 0 | 0 | 0 | 0 | 0
6106 | [5 empty] | 0 | 0 | 0 | 1 | 0
6107 | [5 empty] | 0 | 0 | 0 | 0 | 0
6108 | [5 empty] | 0 | 0 | 0 | 0 | 0
6109 | [5 empty] | 0 | 0 | 0 | 0 | 0
6110 | [5 empty] | 0 | 0 | 0 | 0 | 0
6111 | [5 empty] | 0 | 0 | 0 | 0 | 0
6112 | [5 empty] | 0 | 0 | 0 | 0 | 0
6113 | [5 empty] | 0 | 0 | 0 | 0 | 0
6114 | [5 empty] | 3 | 0 | 0 | 1 | 0
6115 | [5 empty] | 3 | 0 | 0 | 0 | 0
6116 | [5 empty] | 3 | 0 | 0 | 0 | 0
6117 | [5 empty] | 2 | 0 | 0 | 0 | 0
6118 | [5 empty] | 0 | 0 | 0 | 0 | 0
6119 | [5 empty] | 0 | 0 | 0 | 0 | 0
6120 | [5 empty] | 0 | 0 | 0 | 0 | 0
6121 | [5 empty] | 0 | 0 | 0 | 3 | 0
6122 | [5 empty] | 0 | 0 | 0 | 3 | 0
6123 | [5 empty] | 0 | 0 | 0 | 3 | 0
6124 | [5 empty] | 0 | 0 | 0 | 3 | 1
6125 | [5 empty] | 0 | 0 | 0 | 3 | 0
6126 | [5 empty] | 0 | 0 | 0 | 3 | 0
6127 | [5 empty] | 0 | 0 | 0 | 3 | 0
6128 | [5 empty] | 0 | 0 | 1 | 0 | 0
6129 | [5 empty] | 0 | 0 | 0 | 0 | 3
6130 | [5 empty] | 0 | 0 | 0 | 0 | 2
6131 | [5 empty] | 0 | 0 | 0 | 0 | 0
6132 | [5 empty] | 0 | 0 | 0 | 0 | 0
6133 | [5 empty] | 0 | 0 | 0 | 0 | 0
6134 | [5 empty] | 0 | 0 | 0 | 0 | 0
6135 | [5 empty] | 0 | 0 | 0 | 0 | 0
6136 | [5 empty] | 0 | 0 | 0 | 0 | 0
6137 | [5 empty] | 0 | 0 | 0 | 0 | 0
6138 | [5 empty] | 0 | 0 | 0 | 0 | 0
6139 | [5 empty] | 0 | 0 | 0 | 0 | 0
6140 | [5 empty] | 0 | 0 | 0 | 0 | 0
6141 | [5 empty] | 0 | 0 | 0 | 0 | 0
6142 | [5 empty] | 0 | 0 | 0 | 0 | 0
6143 | [5 empty] | 0 | 0 | 0 | 0 | 0
6144 | [5 empty] | 0 | 0 | 0 | 0 | 0
6145 | [5 empty] | 0 | 0 | 0 | 0 | 0
6146 | [5 empty] | 0 | 0 | 0 | 0 | 0
6147 | [5 empty] | 0 | 0 | 0 | 0 | 0
6148 | [5 empty] | 0 | 0 | 0 | 0 | 0
6149 | [5 empty] | 0 | 0 | 0 | 0 | 0
6150 | [5 empty] | 0 | 0 | 0 | 0 | 0
6151 | [5 empty] | 0 | 0 | 0 | 0 | 0
6152 | [5 empty] | 0 | 0 | 0 | 0 | 0
6153 | [5 empty] | 0 | 0 | 0 | 0 | 0
6154 | [5 empty] | 0 | 0 | 0 | 0 | 0
6155 | [5 empty] | 0 | 0 | 0 | 0 | 0
6156 | [5 empty] | 0 | 0 | 0 | 0 | 1
6157 | [5 empty] | 0 | 0 | 0 | 1 | 0
6158 | [5 empty] | 0 | 0 | 0 | 0 | 0
6159 | [5 empty] | 0 | 0 | 0 | 0 | 0
6160 | [5 empty] | 0 | 0 | 0 | 0 | 0
6161 | [5 empty] | 0 | 0 | 0 | 0 | 0
6162 | [5 empty] | 0 | 0 | 0 | 0 | 0
6163 | [5 empty] | 0 | 0 | 0 | 0 | 0
6164 | [5 empty] | 0 | 2 | 0 | 0 | 0
6165 | [5 empty] | 0 | 0 | 0 | 0 | 0
6166 | [5 empty] | 0 | 0 | 0 | 0 | 0
6167 | [5 empty] | 0 | 0 | 0 | 0 | 1
6168 | [5 empty] | 0 | 0 | 0 | 0 | 0
6169 | [5 empty] | 0 | 0 | 0 | 0 | 0
6170 | [5 empty] | 0 | 0 | 0 | 0 | 0
6171 | [5 empty] | 0 | 0 | 0 | 0 | 0
6172 | [5 empty] | 0 | 0 | 0 | 0 | 0
6173 | [5 empty] | 0 | 0 | 0 | 0 | 0
6174 | [5 empty] | 0 | 0 | 0 | 0 | 0
6175 | [5 empty] | 0 | 0 | 0 | 0 | 0
6176 | [5 empty] | 0 | 0 | 0 | 0 | 0
6177 | [5 empty] | 0 | 0 | 0 | 0 | 0
6178 | [5 empty] | 0 | 0 | 0 | 0 | 0
6179 | [5 empty] | 0 | 0 | 0 | 0 | 0
6180 | [5 empty] | 0 | 0 | 0 | 0 | 0
6181 | [5 empty] | 0 | 0 | 0 | 0 | 0
6182 | [5 empty] | 0 | 0 | 0 | 0 | 0
6183 | [5 empty] | 0 | 0 | 0 | 0 | 0
6184 | [5 empty] | 0 | 0 | 0 | 0 | 0
6185 | [5 empty] | 0 | 0 | 0 | 0 | 0
6186 | [5 empty] | 0 | 0 | 0 | 0 | 3
6187 | [5 empty] | 0 | 0 | 0 | 0 | 3
6188 | [5 empty] | 0 | 0 | 0 | 0 | 3
6189 | [5 empty] | 0 | 0 | 0 | 0 | 3
6190 | [5 empty] | 0 | 0 | 0 | 0 | 3
6191 | [5 empty] | 0 | 0 | 0 | 0 | 3
6192 | [5 empty] | 0 | 0 | 0 | 0 | 3
6193 | [5 empty] | 0 | 0 | 0 | 0 | 0
6194 | [5 empty] | 0 | 0 | 0 | 0 | 0
6195 | [5 empty] | 0 | 0 | 0 | 0 | 0
6196 | [5 empty] | 0 | 0 | 0 | 0 | 0
6197 | [5 empty] | 0 | 0 | 0 | 0 | 0
6198 | [5 empty] | 0 | 0 | 0 | 0 | 0
6199 | [5 empty] | 0 | 0 | 0 | 0 | 0
6200 | [5 empty] | 0 | 0 | 0 | 0 | 0
6201 | [5 empty] | 0 | 0 | 0 | 0 | 0
6202 | [5 empty] | 0 | 0 | 0 | 0 | 0
6203 | [5 empty] | 0 | 0 | 0 | 0 | 0
6204 | [5 empty] | 0 | 0 | 0 | 0 | 0
6205 | [5 empty] | 0 | 0 | 0 | 0 | 0
6206 | [5 empty] | 0 | 0 | 0 | 0 | 0
6207 | [5 empty] | 0 | 0 | 0 | 0 | 0
6208 | [5 empty] | 0 | 0 | 0 | 0 | 0
6209 | [5 empty] | 0 | 0 | 0 | 0 | 0
6210 | [5 empty] | 0 | 0 | 0 | 0 | 0
6211 | [5 empty] | 0 | 0 | 0 | 0 | 0
6212 | [5 empty] | 0 | 0 | 0 | 0 | 0
6213 | [5 empty] | 0 | 2 | 0 | 0 | 0
6214 | [5 empty] | 0 | 2 | 0 | 0 | 0
6215 | [5 empty] | 0 | 0 | 0 | 0 | 0
6216 | [5 empty] | 0 | 0 | 0 | 0 | 0
6217 | [5 empty] | 0 | 0 | 0 | 0 | 0
6218 | [5 empty] | 0 | 0 | 0 | 0 | 0
6219 | [5 empty] | 0 | 0 | 0 | 0 | 0
6220 | [5 empty] | 0 | 0 | 0 | 0 | 0
6221 | [5 empty] | 0 | 0 | 0 | 0 | 0
6222 | [5 empty] | 0 | 0 | 0 | 0 | 0
6223 | [5 empty] | 0 | 0 | 0 | 0 | 0
6224 | [5 empty] | 0 | 0 | 0 | 0 | 0
6225 | [5 empty] | 0 | 0 | 0 | 0 | 0
6226 | [5 empty] | 0 | 3 | 0 | 0 | 0
6227 | [5 empty] | 0 | 3 | 0 | 0 | 0
6228 | [5 empty] | 0 | 3 | 0 | 0 | 0
6229 | [5 empty] | 0 | 3 | 0 | 0 | 0
6230 | [5 empty] | 0 | 3 | 0 | 0 | 0
6231 | [5 empty] | 0 | 3 | 0 | 0 | 0
6232 | [5 empty] | 0 | 2 | 0 | 0 | 0
6233 | [5 empty] | 0 | 0 | 0 | 0 | 0
6234 | [5 empty] | 0 | 0 | 0 | 0 | 0
6235 | [5 empty] | 0 | 0 | 0 | 0 | 0
6236 | [5 empty] | 0 | 0 | 0 | 0 | 0
6237 | [5 empty] | 0 | 0 | 0 | 0 | 0
6238 | [5 empty] | 0 | 0 | 0 | 0 | 0
6239 | [5 empty] | 0 | 0 | 0 | 0 | 0
6240 | [5 empty] | 0 | 0 | 0 | 0 | 0
6241 | [5 empty] | 0 | 0 | 0 | 0 | 0
6242 | [5 empty] | 0 | 0 | 0 | 0 | 0
6243 | [5 empty] | 0 | 0 | 0 | 0 | 0
6244 | [5 empty] | 0 | 0 | 0 | 0 | 0
6245 | [5 empty] | 0 | 0 | 0 | 0 | 0
6246 | [5 empty] | 0 | 0 | 0 | 0 | 0
6247 | [5 empty] | 0 | 0 | 0 | 0 | 0
6248 | [5 empty] | 0 | 0 | 0 | 0 | 0
6249 | [5 empty] | 0 | 0 | 0 | 0 | 0
6250 | [5 empty] | 0 | 0 | 0 | 0 | 0
6251 | [5 empty] | 0 | 0 | 0 | 0 | 0
6252 | [5 empty] | 0 | 0 | 0 | 0 | 0
6253 | [5 empty] | 0 | 0 | 0 | 0 | 0
6254 | [5 empty] | 0 | 0 | 0 | 0 | 0
6255 | [5 empty] | 0 | 0 | 0 | 0 | 0
6256 | [5 empty] | 0 | 0 | 0 | 0 | 0
6257 | [5 empty] | 0 | 0 | 0 | 0 | 0
6258 | [5 empty] | 0 | 0 | 0 | 0 | 0
6259 | [5 empty] | 0 | 0 | 0 | 0 | 0
6260 | [5 empty] | 0 | 0 | 0 | 0 | 0
6261 | [5 empty] | 0 | 0 | 0 | 0 | 0
6262 | [5 empty] | 0 | 0 | 0 | 0 | 0
6263 | [5 empty] | 0 | 0 | 0 | 0 | 0
6264 | [5 empty] | 0 | 0 | 0 | 0 | 0
6265 | [5 empty] | 0 | 0 | 0 | 0 | 0
6266 | [5 empty] | 0 | 0 | 0 | 0 | 0
6267 | [5 empty] | 0 | 0 | 0 | 0 | 0
6268 | [5 empty] | 0 | 0 | 0 | 0 | 0
6269 | [5 empty] | 0 | 0 | 0 | 0 | 0
6270 | [5 empty] | 0 | 0 | 0 | 0 | 0
6271 | [5 empty] | 0 | 0 | 0 | 0 | 0
6272 | [5 empty] | 0 | 0 | 0 | 0 | 0
6273 | [5 empty] | 0 | 0 | 0 | 0 | 0
6274 | [5 empty] | 0 | 0 | 0 | 0 | 0
6275 | [5 empty] | 0 | 0 | 0 | 0 | 0
6276 | [5 empty] | 0 | 0 | 0 | 0 | 0
6277 | [5 empty] | 0 | 0 | 0 | 0 | 0
6278 | [5 empty] | 0 | 0 | 0 | 0 | 0
6279 | [5 empty] | 0 | 0 | 0 | 0 | 0
6280 | [5 empty] | 0 | 0 | 0 | 0 | 0
6281 | [5 empty] | 0 | 0 | 0 | 0 | 0
6282 | [5 empty] | 0 | 0 | 0 | 0 | 0
6283 | [5 empty] | 0 | 0 | 0 | 0 | 0
6284 | [5 empty] | 0 | 0 | 0 | 0 | 0
6285 | [5 empty] | 0 | 2 | 0 | 0 | 0
6286 | [5 empty] | 0 | 0 | 0 | 0 | 0
6287 | [5 empty] | 0 | 0 | 0 | 0 | 0
6288 | [5 empty] | 0 | 0 | 0 | 0 | 0
6289 | [5 empty] | 0 | 0 | 0 | 0 | 0
6290 | [5 empty] | 0 | 0 | 0 | 0 | 0
6291 | [5 empty] | 0 | 0 | 0 | 0 | 0
6292 | [5 empty] | 0 | 0 | 0 | 0 | 0
6293 | [5 empty] | 0 | 0 | 0 | 0 | 0
6294 | [5 empty] | 0 | 0 | 0 | 0 | 0
6295 | [5 empty] | 0 | 0 | 0 | 0 | 0
6296 | [5 empty] | 0 | 0 | 0 | 0 | 0
6297 | [5 empty] | 0 | 0 | 0 | 0 | 0
6298 | [5 empty] | 0 | 0 | 0 | 0 | 0
6299 | [5 empty] | 0 | 0 | 0 | 0 | 0
6300 | [5 empty] | 0 | 0 | 0 | 0 | 0
6301 | [5 empty] | 0 | 0 | 0 | 0 | 0
6302 | [5 empty] | 0 | 0 | 0 | 0 | 0
6303 | [5 empty] | 0 | 0 | 0 | 0 | 0
6304 | [5 empty] | 0 | 0 | 0 | 0 | 0
6305 | [5 empty] | 0 | 0 | 0 | 0 | 0
6306 | [5 empty] | 0 | 0 | 0 | 0 | 0
6307 | [5 empty] | 0 | 3 | 0 | 0 | 0
6308 | [5 empty] | 0 | 3 | 0 | 0 | 0
6309 | [5 empty] | 0 | 0 | 0 | 0 | 0
6310 | [5 empty] | 0 | 0 | 0 | 0 | 0
6311 | [5 empty] | 0 | 0 | 0 | 0 | 0
6312 | [5 empty] | 0 | 0 | 0 | 0 | 0
6313 | [5 empty] | 0 | 0 | 0 | 0 | 0
6314 | [5 empty] | 0 | 0 | 0 | 0 | 0
6315 | [5 empty] | 0 | 0 | 0 | 0 | 0
6316 | [5 empty] | 0 | 0 | 0 | 0 | 0
6317 | [5 empty] | 0 | 0 | 0 | 0 | 0
6318 | [5 empty] | 0 | 0 | 0 | 0 | 0
6319 | [5 empty] | 0 | 0 | 0 | 0 | 0
6320 | [5 empty] | 0 | 0 | 0 | 0 | 0
6321 | [5 empty] | 0 | 0 | 0 | 0 | 0
6322 | [5 empty] | 0 | 0 | 0 | 0 | 0
6323 | [5 empty] | 0 | 0 | 0 | 0 | 0
6324 | [5 empty] | 0 | 0 | 0 | 0 | 0
6325 | [5 empty] | 0 | 0 | 0 | 0 | 0
6326 | [5 empty] | 0 | 0 | 0 | 0 | 0
6327 | [5 empty] | 0 | 0 | 0 | 0 | 0
6328 | [5 empty] | 0 | 0 | 0 | 0 | 0
6329 | [5 empty] | 0 | 0 | 0 | 0 | 0
6330 | [5 empty] | 0 | 0 | 0 | 0 | 0
6331 | [5 empty] | 0 | 0 | 0 | 0 | 0
6332 | [5 empty] | 0 | 0 | 0 | 0 | 0
6333 | [5 empty] | 0 | 0 | 0 | 0 | 0
6334 | [5 empty] | 0 | 0 | 0 | 0 | 0
6335 | [5 empty] | 0 | 0 | 0 | 0 | 0
6336 | [5 empty] | 0 | 0 | 0 | 0 | 0
6337 | [5 empty] | 0 | 0 | 0 | 0 | 0
6338 | [5 empty] | 0 | 0 | 0 | 0 | 0
6339 | [5 empty] | 0 | 0 | 0 | 0 | 0
6340 | [5 empty] | 0 | 0 | 0 | 0 | 0
6341 | [5 empty] | 0 | 0 | 0 | 0 | 0
6342 | [5 empty] | 0 | 0 | 0 | 0 | 0
6343 | [5 empty] | 0 | 0 | 0 | 0 | 0
6344 | [5 empty] | 0 | 0 | 0 | 0 | 0
6345 | [5 empty] | 0 | 0 | 0 | 0 | 0
6346 | [5 empty] | 0 | 0 | 0 | 0 | 0
6347 | [5 empty] | 0 | 0 | 0 | 0 | 0
6348 | [5 empty] | 0 | 0 | 0 | 0 | 0
6349 | [5 empty] | 0 | 0 | 0 | 0 | 0
6350 | [5 empty] | 0 | 0 | 0 | 0 | 0
6351 | [5 empty] | 0 | 0 | 0 | 0 | 0
6352 | [5 empty] | 0 | 0 | 0 | 0 | 0
6353 | [5 empty] | 0 | 0 | 0 | 0 | 0
6354 | [5 empty] | 0 | 0 | 0 | 0 | 0
6355 | [5 empty] | 0 | 0 | 0 | 0 | 0
6356 | [5 empty] | 0 | 0 | 0 | 0 | 0
6357 | [5 empty] | 0 | 0 | 0 | 0 | 0
6358 | [5 empty] | 0 | 0 | 0 | 0 | 0
6359 | [5 empty] | 0 | 0 | 0 | 0 | 0
6360 | [5 empty] | 0 | 0 | 0 | 0 | 0
6361 | [5 empty] | 0 | 0 | 0 | 0 | 0
6362 | [5 empty] | 0 | 0 | 0 | 0 | 0
6363 | [5 empty] | 0 | 0 | 0 | 0 | 0
6364 | [5 empty] | 0 | 0 | 0 | 0 | 0
6365 | [5 empty] | 0 | 0 | 0 | 0 | 0
6366 | [5 empty] | 0 | 0 | 0 | 0 | 0
6367 | [5 empty] | 0 | 0 | 0 | 0 | 0
6368 | [5 empty] | 0 | 0 | 0 | 0 | 0
6369 | [5 empty] | 0 | 0 | 0 | 0 | 0
6370 | [5 empty] | 0 | 0 | 0 | 0 | 0
6371 | [5 empty] | 0 | 0 | 0 | 0 | 0
6372 | [5 empty] | 0 | 0 | 0 | 0 | 0
6373 | [5 empty] | 0 | 0 | 0 | 0 | 0
6374 | [5 empty] | 0 | 0 | 0 | 0 | 0
6375 | [5 empty] | 0 | 0 | 0 | 0 | 0
6376 | [5 empty] | 0 | 0 | 0 | 0 | 0
6377 | [5 empty] | 0 | 0 | 0 | 0 | 0
6378 | [5 empty] | 0 | 0 | 0 | 0 | 0
6379 | [5 empty] | 0 | 0 | 0 | 0 | 0
6380 | [5 empty] | 0 | 0 | 0 | 0 | 0
6381 | [5 empty] | 0 | 0 | 0 | 0 | 0
6382 | [5 empty] | 0 | 0 | 0 | 0 | 0
6383 | [5 empty] | 0 | 0 | 0 | 0 | 0
6384 | [5 empty] | 0 | 0 | 0 | 0 | 0
6385 | [5 empty] | 0 | 0 | 0 | 0 | 0
6386 | [5 empty] | 0 | 0 | 0 | 0 | 0
6387 | [5 empty] | 0 | 0 | 0 | 0 | 0
6388 | [5 empty] | 0 | 0 | 0 | 0 | 0
6389 | [5 empty] | 0 | 0 | 0 | 0 | 0
6390 | [5 empty] | 0 | 0 | 0 | 0 | 0
6391 | [5 empty] | 0 | 0 | 0 | 0 | 0
6392 | [5 empty] | 0 | 0 | 0 | 0 | 0
6393 | [5 empty] | 0 | 0 | 0 | 0 | 0
6394 | [5 empty] | 0 | 0 | 0 | 0 | 0
6395 | [5 empty] | 0 | 0 | 0 | 0 | 0
6396 | [5 empty] | 0 | 0 | 0 | 0 | 0
6397 | [5 empty] | 0 | 0 | 0 | 0 | 0
6398 | [5 empty] | 0 | 0 | 0 | 0 | 0
6399 | [5 empty] | 0 | 0 | 0 | 0 | 0
6400 | [5 empty] | 0 | 0 | 0 | 0 | 0
6401 | [5 empty] | 0 | 0 | 0 | 0 | 0
6402 | [5 empty] | 0 | 0 | 0 | 0 | 0
6403 | [5 empty] | 0 | 0 | 0 | 0 | 0
6404 | [5 empty] | 0 | 0 | 0 | 0 | 0
6405 | [5 empty] | 0 | 0 | 0 | 0 | 0
6406 | [5 empty] | 0 | 0 | 0 | 0 | 0
6407 | [5 empty] | 0 | 0 | 0 | 0 | 0
6408 | [5 empty] | 0 | 0 | 0 | 0 | 0
6409 | [5 empty] | 0 | 0 | 0 | 0 | 0
6410 | [5 empty] | 0 | 0 | 0 | 0 | 0
6411 | [5 empty] | 0 | 0 | 0 | 0 | 0
6412 | [5 empty] | 0 | 0 | 0 | 0 | 0
6413 | [5 empty] | 0 | 0 | 0 | 0 | 0
6414 | [5 empty] | 0 | 0 | 0 | 0 | 0
6415 | [5 empty] | 0 | 0 | 0 | 0 | 0
6416 | [5 empty] | 0 | 0 | 0 | 0 | 0
6417 | [5 empty] | 0 | 0 | 0 | 0 | 0
6418 | [5 empty] | 0 | 0 | 0 | 0 | 0
6419 | [5 empty] | 0 | 0 | 0 | 0 | 0
6420 | [5 empty] | 0 | 0 | 0 | 0 | 0
6421 | [5 empty] | 0 | 0 | 0 | 0 | 0
6422 | [5 empty] | 0 | 0 | 0 | 0 | 0
6423 | [5 empty] | 0 | 0 | 0 | 0 | 0
6424 | [5 empty] | 0 | 0 | 0 | 0 | 0
6425 | [5 empty] | 0 | 0 | 0 | 0 | 0
6426 | [5 empty] | 0 | 0 | 0 | 0 | 0
6427 | [5 empty] | 0 | 0 | 0 | 0 | 0
6428 | [5 empty] | 0 | 0 | 0 | 0 | 0
6429 | [5 empty] | 0 | 0 | 0 | 0 | 0
6430 | [5 empty] | 0 | 0 | 0 | 0 | 0
6431 | [5 empty] | 0 | 0 | 0 | 0 | 0
6432 | [5 empty] | 0 | 0 | 0 | 0 | 0
6433 | [5 empty] | 0 | 0 | 0 | 0 | 0
6434 | [5 empty] | 0 | 0 | 0 | 0 | 0
6435 | [5 empty] | 0 | 0 | 0 | 0 | 0
6436 | [5 empty] | 0 | 0 | 0 | 0 | 0
6437 | [5 empty] | 0 | 0 | 0 | 0 | 0
6438 | [5 empty] | 0 | 0 | 0 | 0 | 0
6439 | [5 empty] | 0 | 0 | 0 | 0 | 0
6440 | [5 empty] | 0 | 0 | 0 | 0 | 0
6441 | [5 empty] | 0 | 0 | 0 | 0 | 0
6442 | [5 empty] | 0 | 0 | 0 | 0 | 0
6443 | [5 empty] | 0 | 0 | 0 | 0 | 0
6444 | [5 empty] | 0 | 0 | 0 | 0 | 0
6445 | [5 empty] | 0 | 0 | 0 | 0 | 0
6446 | [5 empty] | 0 | 0 | 0 | 0 | 0
6447 | [5 empty] | 0 | 0 | 0 | 0 | 0
6448 | [5 empty] | 0 | 0 | 0 | 0 | 0
6449 | [5 empty] | 0 | 0 | 0 | 0 | 0
6450 | [5 empty] | 0 | 0 | 0 | 0 | 2
6451 | [5 empty] | 0 | 0 | 0 | 0 | 0
6452 | [5 empty] | 0 | 0 | 0 | 0 | 0
6453 | [5 empty] | 0 | 0 | 0 | 0 | 0
6454 | [5 empty] | 0 | 0 | 0 | 0 | 0
6455 | [5 empty] | 0 | 0 | 0 | 0 | 0
6456 | [5 empty] | 0 | 0 | 0 | 0 | 0
6457 | [5 empty] | 0 | 0 | 0 | 0 | 2
6458 | [5 empty] | 0 | 0 | 0 | 0 | 0
6459 | [5 empty] | 0 | 0 | 0 | 0 | 0
6460 | [5 empty] | 0 | 0 | 0 | 0 | 0
6461 | [5 empty] | 0 | 0 | 0 | 0 | 0
6462 | [5 empty] | 0 | 0 | 0 | 0 | 0
6463 | [5 empty] | 0 | 0 | 0 | 0 | 0
6464 | [5 empty] | 0 | 0 | 0 | 0 | 0
6465 | [5 empty] | 0 | 0 | 0 | 0 | 0
6466 | [5 empty] | 0 | 0 | 0 | 0 | 0
6467 | [5 empty] | 0 | 0 | 0 | 0 | 0
6468 | [5 empty] | 0 | 0 | 0 | 0 | 0
6469 | [5 empty] | 0 | 0 | 0 | 0 | 0
6470 | [5 empty] | 0 | 0 | 0 | 0 | 0
6471 | [5 empty] | 0 | 0 | 0 | 0 | 0
6472 | [5 empty] | 0 | 0 | 0 | 0 | 0
6473 | [5 empty] | 0 | 0 | 0 | 0 | 0
6474 | [5 empty] | 0 | 0 | 0 | 0 | 0
6475 | [5 empty] | 0 | 0 | 0 | 0 | 0
6476 | [5 empty] | 0 | 0 | 0 | 0 | 0
6477 | [5 empty] | 0 | 0 | 0 | 0 | 0
6478 | [5 empty] | 0 | 0 | 0 | 0 | 0
6479 | [5 empty] | 0 | 0 | 0 | 0 | 0
6480 | [5 empty] | 0 | 0 | 0 | 0 | 0
6481 | [5 empty] | 0 | 0 | 0 | 0 | 0
6482 | [5 empty] | 0 | 0 | 0 | 0 | 0
6483 | [5 empty] | 0 | 0 | 0 | 0 | 0
6484 | [5 empty] | 0 | 0 | 0 | 0 | 0
6485 | [5 empty] | 0 | 0 | 0 | 0 | 3
6486 | [5 empty] | 0 | 0 | 0 | 0 | 3
6487 | [5 empty] | 0 | 0 | 0 | 0 | 0
6488 | [5 empty] | 0 | 0 | 0 | 0 | 0
6489 | [5 empty] | 0 | 0 | 0 | 0 | 0
6490 | [5 empty] | 0 | 0 | 0 | 0 | 0
6491 | [5 empty] | 0 | 0 | 0 | 0 | 0
6492 | [5 empty] | 0 | 0 | 0 | 0 | 0
6493 | [5 empty] | 0 | 0 | 0 | 0 | 0
6494 | [5 empty] | 0 | 0 | 0 | 0 | 0
6495 | [5 empty] | 0 | 0 | 0 | 0 | 0
6496 | [5 empty] | 0 | 0 | 0 | 0 | 0
6497 | [5 empty] | 0 | 0 | 0 | 0 | 0
6498 | [5 empty] | 0 | 0 | 0 | 0 | 0
6499 | [5 empty] | 0 | 0 | 0 | 0 | 0
6500 | [5 empty] | 0 | 0 | 0 | 0 | 0
6501 | [5 empty] | 0 | 0 | 0 | 0 | 0
6502 | [5 empty] | 0 | 0 | 0 | 0 | 0
6503 | [5 empty] | 0 | 0 | 0 | 0 | 0
6504 | [5 empty] | 0 | 0 | 0 | 0 | 0
6505 | [5 empty] | 0 | 0 | 0 | 0 | 0
6506 | [5 empty] | 0 | 0 | 0 | 0 | 0
6507 | [5 empty] | 0 | 0 | 0 | 0 | 0
6508 | [5 empty] | 0 | 0 | 0 | 0 | 0
6509 | [5 empty] | 0 | 0 | 0 | 0 | 0
6510 | [5 empty] | 0 | 0 | 0 | 0 | 0
6511 | [5 empty] | 0 | 0 | 0 | 0 | 0
6512 | [5 empty] | 0 | 0 | 0 | 0 | 0
6513 | [5 empty] | 0 | 0 | 0 | 0 | 0
6514 | [5 empty] | 0 | 0 | 0 | 0 | 0
6515 | [5 empty] | 0 | 0 | 0 | 0 | 0
6516 | [5 empty] | 0 | 0 | 0 | 0 | 0
6517 | [5 empty] | 0 | 0 | 0 | 0 | 0
6518 | [5 empty] | 0 | 0 | 0 | 0 | 0
6519 | [5 empty] | 0 | 0 | 0 | 0 | 0
6520 | [5 empty] | 0 | 0 | 0 | 0 | 0
6521 | [5 empty] | 0 | 0 | 0 | 0 | 0
6522 | [5 empty] | 0 | 0 | 0 | 0 | 0
6523 | [5 empty] | 0 | 0 | 0 | 0 | 0
6524 | [5 empty] | 0 | 0 | 0 | 0 | 0
6525 | [5 empty] | 0 | 0 | 0 | 0 | 0
6526 | [5 empty] | 0 | 0 | 0 | 0 | 0
6527 | [5 empty] | 0 | 0 | 0 | 0 | 0
6528 | [5 empty] | 0 | 0 | 0 | 0 | 0
6529 | [5 empty] | 0 | 0 | 0 | 0 | 0
6530 | [5 empty] | 0 | 0 | 0 | 0 | 0
6531 | [5 empty] | 0 | 0 | 0 | 0 | 0
6532 | [5 empty] | 0 | 0 | 0 | 0 | 0
6533 | [5 empty] | 0 | 0 | 0 | 0 | 0
6534 | [5 empty] | 0 | 0 | 0 | 0 | 0
6535 | [5 empty] | 0 | 0 | 0 | 0 | 0
6536 | [5 empty] | 0 | 0 | 0 | 0 | 0
6537 | [5 empty] | 0 | 0 | 0 | 0 | 0
6538 | [5 empty] | 0 | 0 | 0 | 0 | 0
6539 | [5 empty] | 0 | 0 | 0 | 0 | 0
6540 | [5 empty] | 0 | 0 | 0 | 0 | 0
6541 | [5 empty] | 0 | 0 | 0 | 0 | 0
6542 | [5 empty] | 0 | 0 | 0 | 0 | 0
6543 | [5 empty] | 0 | 0 | 0 | 0 | 0
6544 | [5 empty] | 0 | 0 | 0 | 0 | 0
6545 | [5 empty] | 0 | 0 | 0 | 0 | 0
6546 | [5 empty] | 0 | 0 | 0 | 0 | 0
6547 | [5 empty] | 0 | 0 | 0 | 0 | 0
6548 | [5 empty] | 0 | 0 | 0 | 0 | 0
6549 | [5 empty] | 0 | 0 | 0 | 0 | 0
6550 | [5 empty] | 0 | 0 | 0 | 0 | 0
6551 | [5 empty] | 0 | 0 | 0 | 0 | 0
6552 | [5 empty] | 0 | 0 | 0 | 0 | 0
6553 | [5 empty] | 0 | 0 | 0 | 0 | 0
6554 | [5 empty] | 0 | 0 | 0 | 0 | 0
6555 | [5 empty] | 0 | 0 | 0 | 0 | 0
6556 | [5 empty] | 0 | 0 | 0 | 0 | 0
6557 | [5 empty] | 0 | 0 | 0 | 0 | 0
6558 | [5 empty] | 0 | 0 | 0 | 0 | 0
6559 | [5 empty] | 0 | 0 | 0 | 0 | 0
6560 | [5 empty] | 0 | 0 | 0 | 0 | 0
6561 | [5 empty] | 0 | 0 | 0 | 0 | 0
6562 | [5 empty] | 0 | 0 | 0 | 0 | 0
6563 | [5 empty] | 0 | 0 | 0 | 0 | 0
6564 | [5 empty] | 0 | 0 | 0 | 0 | 0
6565 | [5 empty] | 0 | 0 | 0 | 0 | 0
6566 | [5 empty] | 0 | 0 | 0 | 0 | 0
6567 | [5 empty] | 0 | 0 | 0 | 0 | 0
6568 | [5 empty] | 0 | 0 | 0 | 0 | 0
6569 | [5 empty] | 0 | 0 | 0 | 0 | 0
6570 | [5 empty] | 0 | 0 | 0 | 0 | 0
6571 | [5 empty] | 0 | 0 | 0 | 0 | 0
6572 | [5 empty] | 0 | 0 | 0 | 0 | 0
6573 | [5 empty] | 0 | 0 | 0 | 0 | 0
6574 | [5 empty] | 0 | 0 | 0 | 0 | 0
6575 | [5 empty] | 0 | 0 | 0 | 0 | 0
6576 | [5 empty] | 0 | 0 | 0 | 0 | 0
6577 | [5 empty] | 0 | 0 | 0 | 0 | 0
6578 | [5 empty] | 0 | 0 | 0 | 0 | 0
6579 | [5 empty] | 0 | 0 | 0 | 0 | 0
6580 | [5 empty] | 0 | 0 | 0 | 0 | 0
6581 | [5 empty] | 0 | 0 | 0 | 0 | 0
6582 | [5 empty] | 0 | 0 | 0 | 0 | 0
6583 | [5 empty] | 0 | 0 | 0 | 0 | 0
6584 | [5 empty] | 0 | 0 | 0 | 0 | 0
6585 | [5 empty] | 0 | 0 | 0 | 0 | 0
6586 | [5 empty] | 0 | 0 | 0 | 0 | 0
6587 | [5 empty] | 0 | 0 | 0 | 0 | 0
6588 | [5 empty] | 0 | 0 | 0 | 0 | 0
6589 | [5 empty] | 0 | 0 | 0 | 0 | 0
6590 | [5 empty] | 0 | 0 | 0 | 0 | 0
6591 | [5 empty] | 0 | 0 | 0 | 0 | 0
6592 | [5 empty] | 0 | 0 | 0 | 0 | 0
6593 | [5 empty] | 0 | 0 | 0 | 0 | 0
6594 | [5 empty] | 0 | 0 | 0 | 0 | 0
6595 | [5 empty] | 0 | 0 | 0 | 0 | 0
6596 | [5 empty] | 0 | 0 | 0 | 0 | 0
6597 | [5 empty] | 0 | 0 | 0 | 0 | 0
6598 | [5 empty] | 0 | 0 | 0 | 0 | 0
6599 | [5 empty] | 0 | 0 | 0 | 0 | 0
6600 | [5 empty] | 0 | 0 | 0 | 0 | 0
6601 | [5 empty] | 0 | 0 | 0 | 0 | 0
6602 | [5 empty] | 0 | 0 | 0 | 0 | 0
6603 | [5 empty] | 0 | 0 | 0 | 0 | 0
6604 | [5 empty] | 0 | 0 | 0 | 0 | 0
6605 | [5 empty] | 0 | 0 | 0 | 0 | 0
6606 | [5 empty] | 0 | 0 | 0 | 0 | 0
6607 | [5 empty] | 0 | 0 | 0 | 0 | 0
6608 | [5 empty] | 0 | 0 | 0 | 0 | 0
6609 | [5 empty] | 0 | 0 | 0 | 0 | 0
6610 | [5 empty] | 0 | 0 | 0 | 0 | 0
6611 | [5 empty] | 0 | 0 | 0 | 0 | 0
6612 | [5 empty] | 0 | 0 | 0 | 0 | 0
6613 | [5 empty] | 0 | 0 | 0 | 0 | 0
6614 | [5 empty] | 0 | 0 | 0 | 0 | 0
6615 | [5 empty] | 0 | 0 | 0 | 0 | 0
6616 | [5 empty] | 0 | 0 | 0 | 0 | 0
6617 | [5 empty] | 0 | 0 | 0 | 0 | 0
6618 | [5 empty] | 0 | 0 | 0 | 0 | 0
6619 | [5 empty] | 0 | 0 | 0 | 0 | 0
6620 | [5 empty] | 0 | 0 | 0 | 0 | 0
6621 | [5 empty] | 0 | 0 | 0 | 0 | 0
6622 | [5 empty] | 0 | 0 | 0 | 0 | 0
6623 | [5 empty] | 0 | 0 | 0 | 0 | 0
6624 | [5 empty] | 0 | 0 | 0 | 0 | 0
6625 | [5 empty] | 0 | 0 | 0 | 0 | 0
6626 | [5 empty] | 0 | 0 | 0 | 0 | 0
6627 | [5 empty] | 0 | 0 | 0 | 0 | 0
6628 | [5 empty] | 0 | 0 | 0 | 0 | 0
6629 | [5 empty] | 0 | 0 | 0 | 0 | 0
6630 | [5 empty] | 0 | 0 | 0 | 0 | 0
6631 | [5 empty] | 0 | 0 | 0 | 0 | 0
6632 | [5 empty] | 0 | 0 | 0 | 0 | 0
6633 | [5 empty] | 0 | 0 | 0 | 0 | 0
6634 | [5 empty] | 0 | 0 | 0 | 2 | 0
6635 | [5 empty] | 0 | 0 | 0 | 0 | 0
6636 | [5 empty] | 0 | 0 | 0 | 0 | 0
6637 | [5 empty] | 0 | 0 | 0 | 0 | 0
6638 | [5 empty] | 0 | 0 | 0 | 0 | 0
6639 | [5 empty] | 0 | 0 | 0 | 0 | 0
6640 | [5 empty] | 0 | 0 | 0 | 0 | 0
6641 | [5 empty] | 0 | 0 | 0 | 0 | 0
6642 | [5 empty] | 0 | 0 | 0 | 0 | 0
6643 | [5 empty] | 0 | 0 | 0 | 0 | 0
6644 | [5 empty] | 0 | 0 | 0 | 0 | 0
6645 | [5 empty] | 0 | 0 | 0 | 0 | 0
6646 | [5 empty] | 0 | 0 | 0 | 0 | 0
6647 | [5 empty] | 0 | 0 | 0 | 0 | 0
6648 | [5 empty] | 0 | 0 | 0 | 0 | 0
6649 | [5 empty] | 0 | 0 | 0 | 0 | 0
6650 | [5 empty] | 0 | 0 | 0 | 0 | 0
6651 | [5 empty] | 0 | 0 | 0 | 0 | 0
6652 | [5 empty] | 0 | 0 | 0 | 0 | 0
6653 | [5 empty] | 0 | 0 | 0 | 0 | 0
6654 | [5 empty] | 0 | 0 | 2 | 0 | 0
6655 | [5 empty] | 0 | 0 | 0 | 0 | 0
6656 | [5 empty] | 0 | 0 | 0 | 0 | 0
6657 | [5 empty] | 0 | 0 | 0 | 0 | 0
6658 | [5 empty] | 0 | 0 | 0 | 0 | 0
6659 | [5 empty] | 0 | 0 | 0 | 0 | 0
6660 | [5 empty] | 0 | 0 | 2 | 0 | 0
6661 | [5 empty] | 0 | 0 | 0 | 0 | 0
6662 | [5 empty] | 0 | 0 | 0 | 0 | 0
6663 | [5 empty] | 0 | 0 | 0 | 0 | 0
6664 | [5 empty] | 0 | 0 | 0 | 0 | 0
6665 | [5 empty] | 0 | 0 | 0 | 0 | 0
6666 | [5 empty] | 0 | 0 | 0 | 0 | 0
6667 | [5 empty] | 0 | 0 | 0 | 0 | 0
6668 | [5 empty] | 0 | 0 | 0 | 0 | 0
6669 | [5 empty] | 0 | 0 | 0 | 0 | 0
6670 | [5 empty] | 0 | 0 | 0 | 0 | 0
6671 | [5 empty] | 0 | 0 | 0 | 0 | 0
6672 | [5 empty] | 0 | 0 | 0 | 0 | 0
6673 | [5 empty] | 0 | 0 | 2 | 0 | 0
6674 | [5 empty] | 0 | 0 | 0 | 0 | 0
6675 | [5 empty] | 0 | 0 | 0 | 0 | 0
6676 | [5 empty] | 0 | 0 | 0 | 0 | 0
6677 | [5 empty] | 0 | 0 | 0 | 0 | 0
6678 | [5 empty] | 0 | 0 | 0 | 0 | 0
6679 | [5 empty] | 0 | 0 | 0 | 0 | 0
6680 | [5 empty] | 0 | 0 | 0 | 0 | 0
6681 | [5 empty] | 0 | 0 | 0 | 0 | 0
6682 | [5 empty] | 0 | 0 | 0 | 0 | 0
6683 | [5 empty] | 0 | 0 | 0 | 0 | 0
6684 | [5 empty] | 0 | 0 | 0 | 0 | 0
6685 | [5 empty] | 0 | 0 | 0 | 0 | 0
6686 | [5 empty] | 0 | 0 | 0 | 0 | 0
6687 | [5 empty] | 0 | 0 | 0 | 0 | 0
6688 | [5 empty] | 0 | 0 | 0 | 0 | 0
6689 | [5 empty] | 0 | 0 | 0 | 2 | 0
6690 | [5 empty] | 0 | 0 | 0 | 0 | 0
6691 | [5 empty] | 0 | 0 | 0 | 0 | 0
6692 | [5 empty] | 0 | 0 | 0 | 0 | 0
6693 | [5 empty] | 0 | 0 | 0 | 0 | 0
6694 | [5 empty] | 0 | 0 | 0 | 0 | 0
6695 | [5 empty] | 0 | 0 | 0 | 0 | 0
6696 | [5 empty] | 0 | 0 | 0 | 2 | 0
6697 | [5 empty] | 0 | 0 | 0 | 0 | 0
6698 | [5 empty] | 0 | 0 | 0 | 0 | 0
6699 | [5 empty] | 0 | 0 | 0 | 0 | 0
6700 | [5 empty] | 0 | 0 | 0 | 0 | 0
6701 | [5 empty] | 0 | 0 | 0 | 0 | 0
6702 | [5 empty] | 0 | 0 | 0 | 0 | 0
6703 | [5 empty] | 0 | 0 | 0 | 0 | 0
6704 | [5 empty] | 0 | 0 | 0 | 0 | 0
6705 | [5 empty] | 0 | 0 | 0 | 0 | 0
6706 | [5 empty] | 0 | 0 | 0 | 0 | 0
6707 | [5 empty] | 0 | 2 | 0 | 0 | 0
6708 | [5 empty] | 0 | 0 | 0 | 0 | 0
6709 | [5 empty] | 0 | 0 | 0 | 0 | 0
6710 | [5 empty] | 0 | 0 | 0 | 0 | 0
6711 | [5 empty] | 0 | 0 | 0 | 0 | 0
6712 | [5 empty] | 0 | 0 | 0 | 0 | 0
6713 | [5 empty] | 0 | 0 | 0 | 3 | 0
6714 | [5 empty] | 0 | 0 | 0 | 2 | 0
6715 | [5 empty] | 0 | 0 | 0 | 0 | 0
6716 | [5 empty] | 0 | 0 | 0 | 0 | 0
6717 | [5 empty] | 0 | 0 | 0 | 0 | 0
6718 | [5 empty] | 0 | 0 | 0 | 0 | 0
6719 | [5 empty] | 0 | 0 | 0 | 0 | 0
6720 | [5 empty] | 0 | 0 | 0 | 0 | 0
6721 | [5 empty] | 0 | 0 | 0 | 0 | 0
6722 | [5 empty] | 0 | 0 | 0 | 0 | 0
6723 | [5 empty] | 0 | 0 | 0 | 0 | 0
6724 | [5 empty] | 0 | 0 | 0 | 0 | 0
6725 | [5 empty] | 0 | 0 | 0 | 0 | 0
6726 | [5 empty] | 0 | 0 | 0 | 0 | 0
6727 | [5 empty] | 0 | 0 | 0 | 0 | 0
6728 | [5 empty] | 0 | 0 | 0 | 0 | 0
6729 | [5 empty] | 0 | 0 | 0 | 0 | 0
6730 | [5 empty] | 0 | 0 | 0 | 0 | 0
6731 | [5 empty] | 0 | 0 | 0 | 0 | 0
6732 | [5 empty] | 0 | 0 | 0 | 2 | 0
6733 | [5 empty] | 0 | 0 | 0 | 0 | 0
6734 | [5 empty] | 0 | 0 | 0 | 0 | 0
6735 | [5 empty] | 0 | 0 | 0 | 0 | 0
6736 | [5 empty] | 0 | 0 | 0 | 2 | 0
6737 | [5 empty] | 0 | 0 | 0 | 0 | 0
6738 | [5 empty] | 0 | 0 | 2 | 0 | 0
6739 | [5 empty] | 0 | 0 | 0 | 0 | 0
6740 | [5 empty] | 0 | 0 | 0 | 0 | 0
6741 | [5 empty] | 0 | 0 | 2 | 0 | 0
6742 | [5 empty] | 0 | 0 | 0 | 0 | 0
6743 | [5 empty] | 0 | 0 | 0 | 0 | 0
6744 | [5 empty] | 0 | 0 | 0 | 0 | 0
6745 | [5 empty] | 0 | 0 | 0 | 0 | 0
6746 | [5 empty] | 0 | 0 | 0 | 0 | 0
6747 | [5 empty] | 0 | 0 | 0 | 0 | 0
6748 | [5 empty] | 0 | 0 | 0 | 0 | 0
6749 | [5 empty] | 0 | 0 | 0 | 0 | 0
6750 | [5 empty] | 0 | 0 | 0 | 0 | 0
6751 | [5 empty] | 0 | 0 | 0 | 2 | 0
6752 | [5 empty] | 0 | 0 | 0 | 0 | 0
6753 | [5 empty] | 0 | 0 | 0 | 0 | 0
6754 | [5 empty] | 0 | 0 | 0 | 0 | 0
6755 | [5 empty] | 0 | 0 | 0 | 0 | 0
6756 | [5 empty] | 0 | 0 | 0 | 0 | 0
6757 | [5 empty] | 0 | 2 | 0 | 0 | 0
6758 | [5 empty] | 0 | 0 | 0 | 0 | 0
6759 | [5 empty] | 0 | 2 | 0 | 0 | 0
6760 | [5 empty] | 0 | 0 | 0 | 0 | 0
6761 | [5 empty] | 0 | 0 | 0 | 0 | 0
6762 | [5 empty] | 0 | 0 | 0 | 0 | 0
6763 | [5 empty] | 0 | 0 | 0 | 0 | 0
6764 | [5 empty] | 0 | 0 | 0 | 0 | 0
6765 | [5 empty] | 0 | 2 | 0 | 0 | 0
6766 | [5 empty] | 0 | 0 | 0 | 0 | 0
6767 | [5 empty] | 0 | 0 | 0 | 0 | 0
6768 | [5 empty] | 0 | 0 | 0 | 0 | 0
6769 | [5 empty] | 0 | 0 | 0 | 0 | 0
6770 | [5 empty] | 0 | 0 | 0 | 0 | 0
6771 | [5 empty] | 0 | 0 | 0 | 0 | 0
6772 | [5 empty] | 0 | 0 | 0 | 0 | 0
6773 | [5 empty] | 0 | 4 | 0 | 0 | 0
6774 | [5 empty] | 0 | 0 | 0 | 0 | 0
6775 | [5 empty] | 0 | 0 | 0 | 0 | 0
6776 | [5 empty] | 0 | 0 | 0 | 0 | 0
6777 | [5 empty] | 0 | 0 | 0 | 0 | 0
6778 | [5 empty] | 0 | 0 | 2 | 0 | 0
6779 | [5 empty] | 0 | 0 | 0 | 0 | 0
6780 | [5 empty] | 0 | 0 | 0 | 0 | 0
6781 | [5 empty] | 0 | 2 | 0 | 0 | 0
6782 | [5 empty] | 0 | 0 | 0 | 0 | 0
6783 | [5 empty] | 0 | 0 | 0 | 0 | 0
6784 | [5 empty] | 0 | 0 | 3 | 0 | 0
6785 | [5 empty] | 0 | 0 | 3 | 0 | 0
6786 | [5 empty] | 0 | 0 | 2 | 0 | 0
6787 | [5 empty] | 0 | 0 | 0 | 0 | 0
6788 | [5 empty] | 0 | 0 | 0 | 0 | 0
6789 | [5 empty] | 0 | 0 | 0 | 0 | 0
6790 | [5 empty] | 0 | 0 | 0 | 0 | 0
6791 | [5 empty] | 0 | 2 | 0 | 0 | 0
6792 | [5 empty] | 0 | 0 | 0 | 0 | 0
6793 | [5 empty] | 0 | 0 | 0 | 0 | 0
6794 | [5 empty] | 0 | 0 | 0 | 0 | 0
6795 | [5 empty] | 0 | 0 | 0 | 0 | 0
6796 | [5 empty] | 0 | 0 | 0 | 0 | 0
6797 | [5 empty] | 0 | 0 | 0 | 0 | 0
6798 | [5 empty] | 0 | 0 | 0 | 0 | 0
6799 | [5 empty] | 0 | 0 | 0 | 0 | 0
6800 | [5 empty] | 0 | 0 | 0 | 0 | 0
6801 | [5 empty] | 0 | 0 | 0 | 0 | 0
6802 | [5 empty] | 0 | 0 | 0 | 0 | 0
6803 | [5 empty] | 0 | 0 | 0 | 0 | 0
6804 | [5 empty] | 0 | 0 | 0 | 0 | 0
6805 | [5 empty] | 0 | 0 | 0 | 0 | 0
6806 | [5 empty] | 0 | 0 | 0 | 0 | 0
6807 | [5 empty] | 0 | 0 | 0 | 0 | 0
6808 | [5 empty] | 0 | 0 | 0 | 0 | 0
6809 | [5 empty] | 0 | 0 | 0 | 0 | 0
6810 | [5 empty] | 0 | 0 | 0 | 0 | 0
6811 | [5 empty] | 0 | 0 | 0 | 0 | 0
6812 | [5 empty] | 4 | 0 | 0 | 0 | 0
6813 | [5 empty] | 0 | 0 | 0 | 0 | 0
6814 | [5 empty] | 0 | 0 | 0 | 0 | 0
6815 | [5 empty] | 0 | 0 | 0 | 0 | 0
6816 | [5 empty] | 0 | 0 | 0 | 0 | 0
6817 | [5 empty] | 0 | 0 | 0 | 0 | 0
6818 | [5 empty] | 0 | 0 | 0 | 0 | 0
6819 | [5 empty] | 0 | 0 | 0 | 0 | 0
6820 | [5 empty] | 0 | 0 | 0 | 0 | 0
6821 | [5 empty] | 0 | 0 | 0 | 0 | 0
6822 | [5 empty] | 0 | 0 | 0 | 0 | 0
6823 | [5 empty] | 0 | 0 | 0 | 0 | 0
6824 | [5 empty] | 0 | 0 | 0 | 0 | 0
6825 | [5 empty] | 0 | 0 | 0 | 0 | 0
6826 | [5 empty] | 0 | 0 | 0 | 0 | 0
6827 | [5 empty] | 0 | 0 | 0 | 0 | 0
6828 | [5 empty] | 0 | 0 | 0 | 0 | 0
6829 | [5 empty] | 0 | 0 | 0 | 0 | 0
6830 | [5 empty] | 0 | 0 | 0 | 0 | 0
6831 | [5 empty] | 0 | 0 | 0 | 0 | 0
6832 | [5 empty] | 0 | 0 | 0 | 0 | 0
6833 | [5 empty] | 0 | 0 | 0 | 0 | 1
6834 | [5 empty] | 0 | 0 | 0 | 0 | 0
6835 | [5 empty] | 0 | 0 | 0 | 0 | 0
6836 | [5 empty] | 0 | 0 | 0 | 0 | 0
6837 | [5 empty] | 0 | 0 | 0 | 0 | 0
6838 | [5 empty] | 0 | 0 | 0 | 0 | 0
6839 | [5 empty] | 0 | 0 | 0 | 0 | 0
6840 | [5 empty] | 0 | 0 | 0 | 0 | 0
6841 | [5 empty] | 0 | 0 | 0 | 0 | 0
6842 | [5 empty] | 0 | 0 | 0 | 0 | 0
6843 | [5 empty] | 0 | 0 | 0 | 0 | 0
6844 | [5 empty] | 0 | 0 | 0 | 0 | 0
6845 | [5 empty] | 0 | 0 | 0 | 0 | 1
6846 | [5 empty] | 0 | 0 | 0 | 0 | 0
6847 | [5 empty] | 0 | 0 | 0 | 0 | 0
6848 | [5 empty] | 0 | 0 | 0 | 0 | 0
6849 | [5 empty] | 0 | 0 | 0 | 0 | 0
6850 | [5 empty] | 0 | 0 | 0 | 0 | 0
6851 | [5 empty] | 0 | 0 | 0 | 0 | 0
6852 | [5 empty] | 0 | 0 | 0 | 0 | 0
6853 | [5 empty] | 0 | 0 | 0 | 0 | 0
6854 | [5 empty] | 0 | 0 | 0 | 0 | 0
6855 | [5 empty] | 0 | 0 | 0 | 0 | 0
6856 | [5 empty] | 0 | 0 | 0 | 0 | 0
6857 | [5 empty] | 0 | 0 | 0 | 0 | 0
6858 | [5 empty] | 0 | 0 | 0 | 0 | 0
6859 | [5 empty] | 0 | 0 | 0 | 0 | 1
6860 | [5 empty] | 0 | 0 | 0 | 0 | 1
6861 | [5 empty] | 0 | 0 | 0 | 0 | 1
6862 | [5 empty] | 0 | 0 | 0 | 0 | 0
6863 | [5 empty] | 0 | 0 | 0 | 0 | 0
6864 | [5 empty] | 0 | 0 | 0 | 0 | 0
6865 | [5 empty] | 0 | 0 | 0 | 0 | 0
6866 | [5 empty] | 0 | 0 | 0 | 0 | 0
6867 | [5 empty] | 0 | 0 | 0 | 0 | 0
6868 | [5 empty] | 0 | 0 | 0 | 0 | 0
6869 | [5 empty] | 0 | 0 | 0 | 0 | 0
6870 | [5 empty] | 0 | 0 | 0 | 0 | 0
6871 | [5 empty] | 0 | 0 | 0 | 0 | 0
6872 | [5 empty] | 0 | 0 | 0 | 0 | 0
6873 | [5 empty] | 0 | 0 | 0 | 0 | 0
6874 | [5 empty] | 0 | 0 | 0 | 0 | 0
6875 | [5 empty] | 0 | 0 | 0 | 0 | 0
6876 | [5 empty] | 0 | 0 | 0 | 0 | 0
6877 | [5 empty] | 0 | 0 | 0 | 0 | 0
6878 | [5 empty] | 0 | 0 | 0 | 0 | 0
6879 | [5 empty] | 0 | 0 | 0 | 0 | 0
6880 | [5 empty] | 0 | 0 | 0 | 0 | 0
6881 | [5 empty] | 0 | 0 | 0 | 0 | 0
6882 | [5 empty] | 0 | 0 | 0 | 0 | 0
6883 | [5 empty] | 0 | 0 | 0 | 0 | 0
6884 | [5 empty] | 0 | 0 | 0 | 0 | 0
6885 | [5 empty] | 0 | 0 | 0 | 0 | 0
6886 | [5 empty] | 0 | 0 | 0 | 0 | 0
6887 | [5 empty] | 0 | 0 | 0 | 0 | 0
6888 | [5 empty] | 0 | 0 | 0 | 0 | 0
6889 | [5 empty] | 0 | 0 | 0 | 0 | 0
6890 | [5 empty] | 0 | 0 | 0 | 0 | 0
6891 | [5 empty] | 0 | 0 | 0 | 0 | 0
6892 | [5 empty] | 0 | 0 | 0 | 0 | 0
6893 | [5 empty] | 0 | 0 | 0 | 0 | 0
6894 | [5 empty] | 0 | 0 | 0 | 0 | 0
6895 | [5 empty] | 0 | 0 | 0 | 0 | 0
6896 | [5 empty] | 0 | 0 | 0 | 0 | 3
6897 | [5 empty] | 0 | 0 | 0 | 0 | 4
6898 | [5 empty] | 0 | 0 | 0 | 0 | 0
6899 | [5 empty] | 0 | 0 | 0 | 0 | 0
6900 | [5 empty] | 0 | 0 | 0 | 0 | 0
6901 | [5 empty] | 0 | 0 | 0 | 0 | 0
6902 | [5 empty] | 0 | 0 | 0 | 0 | 0
6903 | [5 empty] | 0 | 0 | 0 | 0 | 0
6904 | [5 empty] | 0 | 0 | 0 | 0 | 3
6905 | [5 empty] | 0 | 0 | 0 | 0 | 3
6906 | [5 empty] | 0 | 0 | 0 | 0 | 3
6907 | [5 empty] | 0 | 0 | 0 | 0 | 3
6908 | [5 empty] | 0 | 0 | 0 | 0 | 4
6909 | [5 empty] | 0 | 0 | 0 | 0 | 0
6910 | [5 empty] | 0 | 0 | 0 | 0 | 0
6911 | [5 empty] | 0 | 0 | 0 | 0 | 0
6912 | [5 empty] | 0 | 0 | 0 | 0 | 0
6913 | [5 empty] | 0 | 0 | 0 | 0 | 0
6914 | [5 empty] | 0 | 0 | 0 | 0 | 0
6915 | [5 empty] | 0 | 0 | 0 | 0 | 0
6916 | [5 empty] | 0 | 0 | 0 | 0 | 0
6917 | [5 empty] | 0 | 0 | 0 | 0 | 0
6918 | [5 empty] | 0 | 0 | 0 | 0 | 0
6919 | [5 empty] | 0 | 0 | 0 | 0 | 0
6920 | [5 empty] | 0 | 0 | 0 | 0 | 0
6921 | [5 empty] | 0 | 0 | 0 | 0 | 0
6922 | [5 empty] | 0 | 0 | 0 | 0 | 0
6923 | [5 empty] | 0 | 0 | 0 | 0 | 0
6924 | [5 empty] | 0 | 0 | 0 | 0 | 0
6925 | [5 empty] | 0 | 0 | 0 | 0 | 0
6926 | [5 empty] | 0 | 0 | 0 | 0 | 0
6927 | [5 empty] | 0 | 0 | 0 | 0 | 0
6928 | [5 empty] | 0 | 0 | 0 | 0 | 0
6929 | [5 empty] | 0 | 0 | 0 | 0 | 0
6930 | [5 empty] | 0 | 0 | 0 | 0 | 0
6931 | [5 empty] | 0 | 0 | 0 | 0 | 0
6932 | [5 empty] | 0 | 0 | 0 | 0 | 0
6933 | [5 empty] | 0 | 0 | 0 | 0 | 0
6934 | [5 empty] | 0 | 0 | 0 | 0 | 0
6935 | [5 empty] | 0 | 0 | 0 | 0 | 0
6936 | [5 empty] | 0 | 0 | 0 | 0 | 0
6937 | [5 empty] | 0 | 0 | 0 | 0 | 0
6938 | [5 empty] | 0 | 0 | 0 | 0 | 0
6939 | [5 empty] | 0 | 0 | 0 | 0 | 0
6940 | [5 empty] | 0 | 0 | 0 | 0 | 0
6941 | [5 empty] | 0 | 0 | 0 | 0 | 0
6942 | [5 empty] | 0 | 0 | 0 | 0 | 0
6943 | [5 empty] | 0 | 0 | 0 | 0 | 0
6944 | [5 empty] | 0 | 0 | 0 | 0 | 0
6945 | [5 empty] | 0 | 0 | 0 | 0 | 0
6946 | [5 empty] | 0 | 0 | 0 | 0 | 0
6947 | [5 empty] | 0 | 0 | 0 | 0 | 0
6948 | [5 empty] | 0 | 0 | 0 | 0 | 1
6949 | [5 empty] | 0 | 0 | 0 | 0 | 0
6950 | [5 empty] | 0 | 0 | 0 | 0 | 0
6951 | [5 empty] | 0 | 0 | 0 | 0 | 0
6952 | [5 empty] | 0 | 0 | 0 | 0 | 0
6953 | [5 empty] | 0 | 0 | 0 | 0 | 0
6954 | [5 empty] | 0 | 0 | 0 | 0 | 0
6955 | [5 empty] | 0 | 0 | 0 | 0 | 0
6956 | [5 empty] | 0 | 0 | 0 | 0 | 0
6957 | [5 empty] | 0 | 0 | 0 | 0 | 0
6958 | [5 empty] | 0 | 0 | 0 | 0 | 0
6959 | [5 empty] | 0 | 0 | 0 | 0 | 0
6960 | [5 empty] | 0 | 0 | 0 | 0 | 0
6961 | [5 empty] | 0 | 0 | 0 | 0 | 0
6962 | [5 empty] | 0 | 0 | 0 | 0 | 0
6963 | [5 empty] | 0 | 0 | 0 | 0 | 0
6964 | [5 empty] | 0 | 0 | 0 | 0 | 0
6965 | [5 empty] | 0 | 0 | 0 | 0 | 0
6966 | [5 empty] | 0 | 0 | 0 | 0 | 0
6967 | [5 empty] | 0 | 0 | 0 | 0 | 0
6968 | [5 empty] | 0 | 0 | 0 | 0 | 0
6969 | [5 empty] | 0 | 0 | 0 | 0 | 0
6970 | [5 empty] | 0 | 0 | 0 | 0 | 0
6971 | [5 empty] | 0 | 0 | 0 | 0 | 0
6972 | [5 empty] | 0 | 0 | 0 | 0 | 0
6973 | [5 empty] | 0 | 0 | 0 | 0 | 0
6974 | [5 empty] | 0 | 0 | 0 | 0 | 0
6975 | [5 empty] | 0 | 0 | 0 | 0 | 0
6976 | [5 empty] | 0 | 0 | 0 | 0 | 0
6977 | [5 empty] | 0 | 0 | 0 | 0 | 0
6978 | [5 empty] | 0 | 0 | 0 | 0 | 0
6979 | [5 empty] | 0 | 0 | 0 | 0 | 0
6980 | [5 empty] | 0 | 0 | 0 | 0 | 0
6981 | [5 empty] | 0 | 0 | 0 | 0 | 0
6982 | [5 empty] | 0 | 0 | 0 | 0 | 0
6983 | [5 empty] | 0 | 0 | 0 | 0 | 0
6984 | [5 empty] | 0 | 0 | 0 | 0 | 0
6985 | [5 empty] | 0 | 0 | 0 | 0 | 0
6986 | [5 empty] | 0 | 0 | 0 | 0 | 0
6987 | [5 empty] | 0 | 0 | 0 | 0 | 0
6988 | [5 empty] | 0 | 0 | 0 | 0 | 0
6989 | [5 empty] | 0 | 0 | 0 | 0 | 0
6990 | [5 empty] | 0 | 0 | 0 | 0 | 0
6991 | [5 empty] | 0 | 0 | 0 | 0 | 0
6992 | [5 empty] | 0 | 0 | 0 | 0 | 0
6993 | [5 empty] | 0 | 0 | 0 | 0 | 0
6994 | [5 empty] | 0 | 0 | 0 | 0 | 0
6995 | [5 empty] | 0 | 0 | 0 | 0 | 0
6996 | [5 empty] | 0 | 0 | 0 | 0 | 0
6997 | [5 empty] | 0 | 0 | 0 | 0 | 0
6998 | [5 empty] | 0 | 0 | 0 | 0 | 0
6999 | [5 empty] | 0 | 0 | 0 | 0 | 0
7000 | [5 empty] | 0 | 0 | 0 | 0 | 0
7001 | [5 empty] | 0 | 0 | 0 | 0 | 0
7002 | [5 empty] | 0 | 0 | 0 | 0 | 0
7003 | [5 empty] | 0 | 0 | 0 | 0 | 0
7004 | [5 empty] | 0 | 0 | 0 | 0 | 0
7005 | [5 empty] | 0 | 0 | 0 | 0 | 0
7006 | [5 empty] | 0 | 0 | 0 | 0 | 0
7007 | [5 empty] | 0 | 0 | 0 | 0 | 0
7008 | [5 empty] | 0 | 0 | 0 | 0 | 0
7009 | [5 empty] | 0 | 0 | 0 | 0 | 0
7010 | [5 empty] | 0 | 0 | 0 | 0 | 0
7011 | [5 empty] | 0 | 0 | 0 | 0 | 0
7012 | [5 empty] | 0 | 0 | 0 | 0 | 0
7013 | [5 empty] | 0 | 0 | 0 | 0 | 0
7014 | [5 empty] | 0 | 0 | 0 | 0 | 0
7015 | [5 empty] | 0 | 0 | 0 | 0 | 0
7016 | [5 empty] | 0 | 0 | 0 | 0 | 0
7017 | [5 empty] | 0 | 0 | 0 | 0 | 0
7018 | [5 empty] | 0 | 0 | 0 | 0 | 0
7019 | [5 empty] | 0 | 0 | 0 | 0 | 0
7020 | [5 empty] | 0 | 0 | 0 | 0 | 0
7021 | [5 empty] | 0 | 0 | 0 | 0 | 0
7022 | [5 empty] | 0 | 0 | 0 | 0 | 0
7023 | [5 empty] | 0 | 0 | 0 | 0 | 0
7024 | [5 empty] | 0 | 0 | 0 | 0 | 0
7025 | [5 empty] | 0 | 0 | 0 | 0 | 0
7026 | [5 empty] | 0 | 0 | 0 | 0 | 0
7027 | [5 empty] | 0 | 0 | 0 | 0 | 0
7028 | [5 empty] | 0 | 0 | 0 | 0 | 0
7029 | [5 empty] | 0 | 0 | 0 | 0 | 0
7030 | [5 empty] | 0 | 0 | 0 | 0 | 0
7031 | [5 empty] | 0 | 0 | 0 | 0 | 0
7032 | [5 empty] | 0 | 0 | 0 | 0 | 0
7033 | [5 empty] | 0 | 0 | 0 | 0 | 0
7034 | [5 empty] | 0 | 0 | 0 | 0 | 0
7035 | [5 empty] | 0 | 0 | 0 | 0 | 0
7036 | [5 empty] | 0 | 0 | 0 | 0 | 0
7037 | [5 empty] | 0 | 0 | 0 | 0 | 0
7038 | [5 empty] | 0 | 0 | 0 | 0 | 0
7039 | [5 empty] | 0 | 0 | 0 | 0 | 0
7040 | [5 empty] | 0 | 0 | 0 | 0 | 0
7041 | [5 empty] | 0 | 0 | 0 | 0 | 0
7042 | [5 empty] | 0 | 0 | 0 | 0 | 0
7043 | [5 empty] | 0 | 0 | 0 | 0 | 0
7044 | [5 empty] | 0 | 0 | 0 | 0 | 0
7045 | [5 empty] | 0 | 0 | 0 | 0 | 0
7046 | [5 empty] | 0 | 0 | 0 | 0 | 0
7047 | [5 empty] | 0 | 0 | 0 | 0 | 0
7048 | [5 empty] | 0 | 0 | 0 | 0 | 0
7049 | [5 empty] | 0 | 0 | 0 | 0 | 0
7050 | [5 empty] | 0 | 0 | 0 | 0 | 0
7051 | [5 empty] | 0 | 0 | 0 | 0 | 0
7052 | [5 empty] | 0 | 0 | 0 | 0 | 0
7053 | [5 empty] | 0 | 0 | 0 | 0 | 0
7054 | [5 empty] | 0 | 0 | 0 | 0 | 0
7055 | [5 empty] | 0 | 0 | 0 | 0 | 0
7056 | [5 empty] | 0 | 0 | 0 | 0 | 0
7057 | [5 empty] | 0 | 0 | 0 | 0 | 0
7058 | [5 empty] | 0 | 0 | 0 | 0 | 0
7059 | [5 empty] | 0 | 0 | 0 | 0 | 0
7060 | [5 empty] | 0 | 0 | 0 | 0 | 0
7061 | [5 empty] | 0 | 0 | 0 | 0 | 0
7062 | [5 empty] | 0 | 0 | 0 | 0 | 0
7063 | [5 empty] | 0 | 0 | 0 | 0 | 0
7064 | [5 empty] | 0 | 0 | 0 | 0 | 0
7065 | [5 empty] | 0 | 0 | 0 | 0 | 0
7066 | [5 empty] | 0 | 0 | 0 | 0 | 0
7067 | [5 empty] | 0 | 0 | 0 | 0 | 0
7068 | [5 empty] | 0 | 0 | 0 | 0 | 0
7069 | [5 empty] | 0 | 0 | 0 | 0 | 0
7070 | [5 empty] | 0 | 0 | 0 | 0 | 0
7071 | [5 empty] | 0 | 0 | 0 | 0 | 0
7072 | [5 empty] | 0 | 0 | 0 | 0 | 0
7073 | [5 empty] | 0 | 0 | 0 | 0 | 0
7074 | [5 empty] | 0 | 0 | 0 | 0 | 0
7075 | [5 empty] | 0 | 0 | 0 | 0 | 0
7076 | [5 empty] | 0 | 0 | 0 | 0 | 0
7077 | [5 empty] | 0 | 0 | 0 | 0 | 0
7078 | [5 empty] | 0 | 0 | 0 | 0 | 0
7079 | [5 empty] | 0 | 0 | 0 | 0 | 0
7080 | [5 empty] | 0 | 0 | 0 | 0 | 0
7081 | [5 empty] | 0 | 0 | 0 | 0 | 0
7082 | [5 empty] | 0 | 0 | 0 | 0 | 0
7083 | [5 empty] | 0 | 0 | 0 | 0 | 0
7084 | [5 empty] | 0 | 0 | 0 | 0 | 0
7085 | [5 empty] | 0 | 0 | 0 | 0 | 0
7086 | [5 empty] | 0 | 0 | 0 | 0 | 0
7087 | [5 empty] | 0 | 0 | 0 | 0 | 0
7088 | [5 empty] | 0 | 0 | 0 | 0 | 0
7089 | [5 empty] | 0 | 0 | 0 | 0 | 0
7090 | [5 empty] | 0 | 0 | 0 | 0 | 0
7091 | [5 empty] | 0 | 0 | 0 | 0 | 0
7092 | [5 empty] | 0 | 0 | 0 | 0 | 0
7093 | [5 empty] | 0 | 0 | 0 | 0 | 0
7094 | [5 empty] | 0 | 0 | 0 | 0 | 0
7095 | [5 empty] | 0 | 0 | 0 | 0 | 0
7096 | [5 empty] | 0 | 0 | 0 | 0 | 0
7097 | [5 empty] | 0 | 0 | 0 | 0 | 0
7098 | [5 empty] | 0 | 0 | 0 | 0 | 0
7099 | [5 empty] | 0 | 0 | 0 | 0 | 0
7100 | [5 empty] | 0 | 0 | 0 | 0 | 0
7101 | [5 empty] | 0 | 0 | 0 | 0 | 0
7102 | [5 empty] | 0 | 0 | 0 | 0 | 0
7103 | [5 empty] | 0 | 0 | 0 | 0 | 0
7104 | [5 empty] | 0 | 0 | 0 | 0 | 0
7105 | [5 empty] | 0 | 0 | 0 | 0 | 0
7106 | [5 empty] | 0 | 0 | 0 | 0 | 0
7107 | [5 empty] | 0 | 0 | 0 | 0 | 0
7108 | [5 empty] | 0 | 0 | 0 | 0 | 0
7109 | [5 empty] | 0 | 0 | 0 | 0 | 0
7110 | [5 empty] | 0 | 0 | 0 | 0 | 0
7111 | [5 empty] | 0 | 0 | 0 | 0 | 0
7112 | [5 empty] | 0 | 0 | 0 | 0 | 0
7113 | [5 empty] | 0 | 0 | 0 | 0 | 0
7114 | [5 empty] | 0 | 0 | 0 | 0 | 0
7115 | [5 empty] | 0 | 0 | 0 | 0 | 0
7116 | [5 empty] | 0 | 0 | 0 | 0 | 0
7117 | [5 empty] | 0 | 0 | 0 | 0 | 0
7118 | [5 empty] | 0 | 0 | 0 | 0 | 0
7119 | [5 empty] | 0 | 0 | 0 | 0 | 0
7120 | [5 empty] | 0 | 0 | 0 | 0 | 0
7121 | [5 empty] | 0 | 0 | 0 | 0 | 0
7122 | [5 empty] | 0 | 0 | 0 | 0 | 0
7123 | [5 empty] | 0 | 0 | 0 | 0 | 0
7124 | [5 empty] | 0 | 0 | 0 | 0 | 0
7125 | [5 empty] | 0 | 0 | 0 | 0 | 0
7126 | [5 empty] | 0 | 0 | 0 | 0 | 0
7127 | [5 empty] | 0 | 0 | 0 | 0 | 0
7128 | [5 empty] | 0 | 0 | 0 | 0 | 0
7129 | [5 empty] | 0 | 0 | 0 | 0 | 0
7130 | [5 empty] | 0 | 0 | 0 | 0 | 0
7131 | [5 empty] | 0 | 0 | 0 | 0 | 0
7132 | [5 empty] | 0 | 0 | 0 | 0 | 0
7133 | [5 empty] | 0 | 0 | 0 | 0 | 0
7134 | [5 empty] | 0 | 0 | 0 | 0 | 0
7135 | [5 empty] | 0 | 0 | 0 | 0 | 0
7136 | [5 empty] | 0 | 0 | 0 | 0 | 0
7137 | [5 empty] | 0 | 0 | 0 | 0 | 0
7138 | [5 empty] | 0 | 0 | 0 | 0 | 0
7139 | [5 empty] | 0 | 0 | 0 | 0 | 0
7140 | [5 empty] | 0 | 0 | 0 | 0 | 0
7141 | [5 empty] | 0 | 0 | 0 | 0 | 0
7142 | [5 empty] | 0 | 0 | 0 | 0 | 0
7143 | [5 empty] | 0 | 0 | 0 | 0 | 0
7144 | [5 empty] | 0 | 0 | 0 | 0 | 0
7145 | [5 empty] | 0 | 0 | 0 | 0 | 0
7146 | [5 empty] | 0 | 0 | 0 | 0 | 0
7147 | [5 empty] | 0 | 0 | 0 | 0 | 0
7148 | [5 empty] | 0 | 0 | 0 | 0 | 0
7149 | [5 empty] | 0 | 0 | 0 | 0 | 0
7150 | [5 empty] | 0 | 0 | 0 | 0 | 0
7151 | [5 empty] | 0 | 0 | 0 | 0 | 0
7152 | [5 empty] | 0 | 0 | 0 | 0 | 0
7153 | [5 empty] | 0 | 0 | 0 | 0 | 0
7154 | [5 empty] | 0 | 0 | 0 | 0 | 0
7155 | [5 empty] | 0 | 0 | 0 | 0 | 0
7156 | [5 empty] | 0 | 0 | 0 | 0 | 0
7157 | [5 empty] | 0 | 0 | 0 | 0 | 0
7158 | [5 empty] | 0 | 0 | 0 | 0 | 0
7159 | [5 empty] | 0 | 0 | 0 | 0 | 0
7160 | [5 empty] | 0 | 0 | 0 | 0 | 0
7161 | [5 empty] | 0 | 0 | 0 | 0 | 0
7162 | [5 empty] | 0 | 0 | 0 | 0 | 0
7163 | [5 empty] | 0 | 0 | 0 | 0 | 0
7164 | [5 empty] | 0 | 0 | 0 | 0 | 0
7165 | [5 empty] | 0 | 0 | 0 | 0 | 0
7166 | [5 empty] | 0 | 0 | 0 | 0 | 0
7167 | [5 empty] | 0 | 0 | 0 | 0 | 0
7168 | [5 empty] | 0 | 0 | 0 | 0 | 0
7169 | [5 empty] | 0 | 0 | 0 | 0 | 0
7170 | [5 empty] | 0 | 0 | 0 | 0 | 0
7171 | [5 empty] | 0 | 0 | 0 | 0 | 0
7172 | [5 empty] | 0 | 0 | 0 | 0 | 0
7173 | [5 empty] | 0 | 0 | 0 | 0 | 0
7174 | [5 empty] | 0 | 0 | 0 | 0 | 0
7175 | [5 empty] | 0 | 0 | 0 | 0 | 0
7176 | [5 empty] | 0 | 0 | 0 | 0 | 0
7177 | [5 empty] | 0 | 0 | 0 | 0 | 0
7178 | [5 empty] | 0 | 0 | 0 | 0 | 0
7179 | [5 empty] | 0 | 0 | 0 | 0 | 0
7180 | [5 empty] | 0 | 0 | 0 | 0 | 0
7181 | [5 empty] | 0 | 0 | 0 | 0 | 0
7182 | [5 empty] | 0 | 0 | 0 | 0 | 0
7183 | [5 empty] | 0 | 0 | 0 | 0 | 0
7184 | [5 empty] | 0 | 0 | 0 | 0 | 0
7185 | [5 empty] | 0 | 0 | 0 | 0 | 0
7186 | [5 empty] | 0 | 0 | 0 | 0 | 0
7187 | [5 empty] | 0 | 0 | 0 | 0 | 0
7188 | [5 empty] | 0 | 0 | 0 | 0 | 0
7189 | [5 empty] | 0 | 0 | 0 | 0 | 0
7190 | [5 empty] | 0 | 0 | 0 | 0 | 0
7191 | [5 empty] | 0 | 0 | 0 | 0 | 0
7192 | [5 empty] | 0 | 0 | 0 | 0 | 0
7193 | [5 empty] | 0 | 0 | 0 | 0 | 0
7194 | [5 empty] | 0 | 0 | 0 | 0 | 0
7195 | [5 empty] | 0 | 0 | 0 | 0 | 0
7196 | [5 empty] | 0 | 0 | 0 | 0 | 0
7197 | [5 empty] | 0 | 0 | 0 | 0 | 0
7198 | [5 empty] | 0 | 0 | 0 | 0 | 0
7199 | [5 empty] | 0 | 0 | 0 | 0 | 0
7200 | [5 empty] | 0 | 0 | 0 | 0 | 0
7201 | [5 empty] | 0 | 0 | 0 | 0 | 0
7202 | [5 empty] | 0 | 0 | 0 | 0 | 0
7203 | [5 empty] | 0 | 0 | 0 | 0 | 0
7204 | [5 empty] | 0 | 0 | 0 | 0 | 0
7205 | [5 empty] | 0 | 0 | 0 | 0 | 0
7206 | [5 empty] | 0 | 0 | 0 | 0 | 0
7207 | [5 empty] | 0 | 0 | 0 | 0 | 0
7208 | [5 empty] | 0 | 0 | 0 | 0 | 0
7209 | [5 empty] | 0 | 0 | 0 | 0 | 0
7210 | [5 empty] | 0 | 0 | 0 | 0 | 0
7211 | [5 empty] | 0 | 0 | 0 | 0 | 0
7212 | [5 empty] | 0 | 0 | 0 | 0 | 0
7213 | [5 empty] | 0 | 0 | 0 | 0 | 0
7214 | [5 empty] | 0 | 0 | 0 | 0 | 0
7215 | [5 empty] | 0 | 0 | 0 | 0 | 0
7216 | [5 empty] | 0 | 0 | 0 | 0 | 0
7217 | [5 empty] | 0 | 0 | 0 | 0 | 0
7218 | [5 empty] | 0 | 0 | 0 | 0 | 0
7219 | [5 empty] | 0 | 0 | 0 | 0 | 0
7220 | [5 empty] | 0 | 0 | 0 | 0 | 0
7221 | [5 empty] | 0 | 0 | 0 | 0 | 0
7222 | [5 empty] | 0 | 0 | 0 | 0 | 0
7223 | [5 empty] | 0 | 0 | 0 | 0 | 0
7224 | [5 empty] | 0 | 0 | 0 | 0 | 0
7225 | [5 empty] | 0 | 0 | 0 | 0 | 0
7226 | [5 empty] | 0 | 0 | 0 | 0 | 0
7227 | [5 empty] | 0 | 0 | 0 | 0 | 0
7228 | [5 empty] | 0 | 0 | 0 | 0 | 0
7229 | [5 empty] | 0 | 0 | 0 | 0 | 0
7230 | [5 empty] | 0 | 0 | 0 | 0 | 0
7231 | [5 empty] | 0 | 0 | 0 | 0 | 0
7232 | [5 empty] | 0 | 0 | 0 | 0 | 0
7233 | [5 empty] | 0 | 0 | 0 | 0 | 0
7234 | [5 empty] | 0 | 0 | 0 | 0 | 0
7235 | [5 empty] | 0 | 0 | 0 | 0 | 0
7236 | [5 empty] | 0 | 0 | 0 | 0 | 0
7237 | [5 empty] | 0 | 0 | 0 | 0 | 0
7238 | [5 empty] | 0 | 0 | 0 | 0 | 0
7239 | [5 empty] | 0 | 0 | 0 | 0 | 0
7240 | [5 empty] | 0 | 0 | 0 | 0 | 0
7241 | [5 empty] | 0 | 0 | 0 | 0 | 0
7242 | [5 empty] | 0 | 0 | 0 | 0 | 0
7243 | [5 empty] | 0 | 0 | 0 | 0 | 0
7244 | [5 empty] | 0 | 0 | 0 | 0 | 0
7245 | [5 empty] | 0 | 0 | 0 | 0 | 0
7246 | [5 empty] | 0 | 0 | 0 | 0 | 0
7247 | [5 empty] | 0 | 0 | 0 | 0 | 0
7248 | [5 empty] | 0 | 0 | 0 | 0 | 0
7249 | [5 empty] | 0 | 0 | 0 | 0 | 0
7250 | [5 empty] | 0 | 0 | 0 | 0 | 0
7251 | [5 empty] | 0 | 0 | 0 | 0 | 0
7252 | [5 empty] | 0 | 0 | 0 | 0 | 0
7253 | [5 empty] | 0 | 0 | 0 | 0 | 0
7254 | [5 empty] | 0 | 0 | 0 | 0 | 0
7255 | [5 empty] | 0 | 0 | 0 | 0 | 0
7256 | [5 empty] | 0 | 0 | 0 | 0 | 0
7257 | [5 empty] | 0 | 0 | 0 | 0 | 0
7258 | [5 empty] | 0 | 0 | 0 | 0 | 0
7259 | [5 empty] | 0 | 0 | 0 | 0 | 0
7260 | [5 empty] | 0 | 0 | 0 | 0 | 0
7261 | [5 empty] | 0 | 0 | 0 | 0 | 0
7262 | [5 empty] | 0 | 0 | 0 | 0 | 0
7263 | [5 empty] | 0 | 0 | 0 | 0 | 0
7264 | [5 empty] | 0 | 0 | 0 | 0 | 0
7265 | [5 empty] | 0 | 0 | 0 | 0 | 0
7266 | [5 empty] | 0 | 0 | 0 | 0 | 0
7267 | [5 empty] | 0 | 0 | 0 | 0 | 0
7268 | [5 empty] | 0 | 0 | 0 | 0 | 0
7269 | [5 empty] | 0 | 0 | 0 | 0 | 0
7270 | [5 empty] | 0 | 0 | 0 | 0 | 0
7271 | [5 empty] | 0 | 0 | 0 | 0 | 0
7272 | [5 empty] | 0 | 0 | 0 | 0 | 0
7273 | [5 empty] | 0 | 0 | 0 | 0 | 0
7274 | [5 empty] | 0 | 0 | 0 | 0 | 0
7275 | [5 empty] | 0 | 0 | 0 | 0 | 0
7276 | [5 empty] | 0 | 0 | 0 | 0 | 0
7277 | [5 empty] | 0 | 0 | 0 | 0 | 0
7278 | [5 empty] | 0 | 0 | 0 | 0 | 0
7279 | [5 empty] | 0 | 0 | 0 | 0 | 0
7280 | [5 empty] | 0 | 0 | 0 | 0 | 0
7281 | [5 empty] | 0 | 0 | 0 | 0 | 0
7282 | [5 empty] | 0 | 0 | 0 | 0 | 0
7283 | [5 empty] | 0 | 0 | 0 | 0 | 0
7284 | [5 empty] | 0 | 0 | 0 | 0 | 0
7285 | [5 empty] | 0 | 0 | 0 | 0 | 0
7286 | [5 empty] | 0 | 0 | 0 | 0 | 0
7287 | [5 empty] | 0 | 0 | 0 | 0 | 0
7288 | [5 empty] | 0 | 0 | 0 | 0 | 0
7289 | [5 empty] | 0 | 0 | 0 | 0 | 0
7290 | [5 empty] | 0 | 0 | 0 | 0 | 0
7291 | [5 empty] | 0 | 0 | 0 | 0 | 0
7292 | [5 empty] | 0 | 0 | 0 | 0 | 0
7293 | [5 empty] | 0 | 0 | 0 | 0 | 0
7294 | [5 empty] | 0 | 0 | 0 | 0 | 0
7295 | [5 empty] | 0 | 0 | 0 | 0 | 0
7296 | [5 empty] | 0 | 0 | 0 | 0 | 0
7297 | [5 empty] | 0 | 0 | 0 | 0 | 0
7298 | [5 empty] | 0 | 0 | 0 | 0 | 0
7299 | [5 empty] | 0 | 0 | 0 | 0 | 0
7300 | [5 empty] | 0 | 0 | 0 | 0 | 0
7301 | [5 empty] | 0 | 0 | 0 | 0 | 0
7302 | [5 empty] | 0 | 0 | 0 | 0 | 0
7303 | [5 empty] | 0 | 0 | 0 | 0 | 0
7304 | [5 empty] | 0 | 0 | 0 | 0 | 0
7305 | [5 empty] | 0 | 0 | 0 | 0 | 0
7306 | [5 empty] | 0 | 0 | 0 | 0 | 0
7307 | [5 empty] | 0 | 0 | 0 | 0 | 0
7308 | [5 empty] | 0 | 0 | 0 | 0 | 0
7309 | [5 empty] | 0 | 0 | 0 | 0 | 0
7310 | [5 empty] | 0 | 0 | 0 | 0 | 0
7311 | [5 empty] | 0 | 0 | 0 | 0 | 0
7312 | [5 empty] | 0 | 0 | 0 | 0 | 0
7313 | [5 empty] | 0 | 0 | 0 | 0 | 0
7314 | [5 empty] | 0 | 0 | 0 | 0 | 0
7315 | [5 empty] | 0 | 0 | 0 | 0 | 0
7316 | [5 empty] | 0 | 0 | 0 | 0 | 0
7317 | [5 empty] | 0 | 0 | 0 | 0 | 0
7318 | [5 empty] | 0 | 0 | 0 | 0 | 0
7319 | [5 empty] | 0 | 0 | 0 | 0 | 0
7320 | [5 empty] | 0 | 0 | 0 | 0 | 0
7321 | [5 empty] | 0 | 0 | 0 | 0 | 0
7322 | [5 empty] | 0 | 0 | 0 | 0 | 0
7323 | [5 empty] | 0 | 0 | 0 | 0 | 0
7324 | [5 empty] | 0 | 0 | 0 | 0 | 0
7325 | [5 empty] | 0 | 0 | 0 | 0 | 0
7326 | [5 empty] | 0 | 0 | 0 | 0 | 0
7327 | [5 empty] | 0 | 0 | 0 | 0 | 0
7328 | [5 empty] | 0 | 0 | 0 | 0 | 0
7329 | [5 empty] | 0 | 0 | 0 | 0 | 0
7330 | [5 empty] | 0 | 0 | 0 | 0 | 0
7331 | [5 empty] | 0 | 0 | 0 | 0 | 0
7332 | [5 empty] | 0 | 0 | 0 | 0 | 0
7333 | [5 empty] | 0 | 0 | 0 | 0 | 0
7334 | [5 empty] | 0 | 0 | 0 | 0 | 0
7335 | [5 empty] | 0 | 0 | 0 | 0 | 0
7336 | [5 empty] | 0 | 0 | 0 | 0 | 0
7337 | [5 empty] | 0 | 0 | 0 | 0 | 0
7338 | [5 empty] | 0 | 0 | 0 | 0 | 0
7339 | [5 empty] | 0 | 0 | 0 | 0 | 0
7340 | [5 empty] | 0 | 0 | 0 | 0 | 0
7341 | [5 empty] | 0 | 0 | 0 | 0 | 0
7342 | [5 empty] | 0 | 0 | 0 | 0 | 0
7343 | [5 empty] | 0 | 0 | 0 | 0 | 0
7344 | [5 empty] | 0 | 0 | 0 | 0 | 0
7345 | [5 empty] | 0 | 0 | 0 | 0 | 0
7346 | [5 empty] | 0 | 0 | 0 | 0 | 0
7347 | [5 empty] | 0 | 0 | 0 | 0 | 0
7348 | [5 empty] | 0 | 0 | 0 | 0 | 0
7349 | [5 empty] | 0 | 0 | 0 | 0 | 0
7350 | [5 empty] | 0 | 0 | 0 | 0 | 0
7351 | [5 empty] | 0 | 0 | 0 | 0 | 0
7352 | [5 empty] | 0 | 0 | 0 | 0 | 0
7353 | [5 empty] | 0 | 0 | 0 | 0 | 0
7354 | [5 empty] | 0 | 0 | 0 | 0 | 0
7355 | [5 empty] | 0 | 0 | 0 | 0 | 0
7356 | [5 empty] | 0 | 0 | 0 | 0 | 0
7357 | [5 empty] | 0 | 0 | 0 | 0 | 0
7358 | [5 empty] | 0 | 0 | 0 | 0 | 0
7359 | [5 empty] | 0 | 0 | 0 | 0 | 0
7360 | [5 empty] | 0 | 0 | 0 | 0 | 0
7361 | [5 empty] | 0 | 0 | 0 | 0 | 0
7362 | [5 empty] | 0 | 0 | 0 | 0 | 0
7363 | [5 empty] | 0 | 0 | 0 | 0 | 0
7364 | [5 empty] | 0 | 0 | 0 | 0 | 0
7365 | [5 empty] | 0 | 0 | 0 | 0 | 0
7366 | [5 empty] | 0 | 0 | 0 | 0 | 0
7367 | [5 empty] | 0 | 0 | 0 | 0 | 0
7368 | [5 empty] | 0 | 0 | 0 | 0 | 0
7369 | [5 empty] | 0 | 0 | 0 | 0 | 0
7370 | [5 empty] | 0 | 0 | 0 | 0 | 0
7371 | [5 empty] | 0 | 0 | 0 | 0 | 0
7372 | [5 empty] | 0 | 0 | 0 | 0 | 0
7373 | [5 empty] | 0 | 0 | 0 | 0 | 0
7374 | [5 empty] | 0 | 0 | 0 | 0 | 0
7375 | [5 empty] | 0 | 0 | 0 | 0 | 0
7376 | [5 empty] | 0 | 0 | 0 | 0 | 0
7377 | [5 empty] | 0 | 0 | 0 | 0 | 0
7378 | [5 empty] | 0 | 0 | 0 | 0 | 0
7379 | [5 empty] | 0 | 0 | 0 | 0 | 0
7380 | [5 empty] | 0 | 0 | 0 | 0 | 0
7381 | [5 empty] | 0 | 0 | 0 | 0 | 0
7382 | [5 empty] | 0 | 0 | 0 | 0 | 0
7383 | [5 empty] | 0 | 0 | 0 | 0 | 0
7384 | [5 empty] | 0 | 0 | 0 | 0 | 0
7385 | [5 empty] | 0 | 0 | 0 | 0 | 0
7386 | [5 empty] | 0 | 0 | 0 | 0 | 0
7387 | [5 empty] | 0 | 0 | 0 | 0 | 0
7388 | [5 empty] | 0 | 0 | 0 | 0 | 0
7389 | [5 empty] | 0 | 0 | 0 | 0 | 0
7390 | [5 empty] | 0 | 0 | 0 | 0 | 0
7391 | [5 empty] | 0 | 0 | 0 | 0 | 0
7392 | [5 empty] | 0 | 0 | 0 | 0 | 0
7393 | [5 empty] | 0 | 0 | 0 | 0 | 0
7394 | [5 empty] | 0 | 0 | 0 | 0 | 0
7395 | [5 empty] | 0 | 0 | 0 | 0 | 0
7396 | [5 empty] | 0 | 0 | 0 | 0 | 0
7397 | [5 empty] | 0 | 0 | 0 | 0 | 0
7398 | [5 empty] | 0 | 0 | 0 | 0 | 0
7399 | [5 empty] | 0 | 0 | 0 | 0 | 0
7400 | [5 empty] | 0 | 0 | 0 | 0 | 0
7401 | [5 empty] | 0 | 0 | 0 | 0 | 0
7402 | [5 empty] | 0 | 0 | 0 | 0 | 0
7403 | [5 empty] | 0 | 0 | 0 | 0 | 0
7404 | [5 empty] | 0 | 0 | 0 | 0 | 0
7405 | [5 empty] | 0 | 0 | 0 | 0 | 0
7406 | [5 empty] | 0 | 0 | 0 | 0 | 0
7407 | [5 empty] | 0 | 0 | 0 | 0 | 0
7408 | [5 empty] | 0 | 0 | 0 | 0 | 0
7409 | [5 empty] | 0 | 0 | 0 | 0 | 0
7410 | [5 empty] | 0 | 0 | 0 | 0 | 0
7411 | [5 empty] | 0 | 0 | 0 | 0 | 0
7412 | [5 empty] | 0 | 0 | 0 | 0 | 0
7413 | [5 empty] | 0 | 0 | 0 | 0 | 0
7414 | [5 empty] | 0 | 0 | 0 | 0 | 0
7415 | [5 empty] | 0 | 0 | 0 | 0 | 0
7416 | [5 empty] | 0 | 0 | 0 | 0 | 0
7417 | [5 empty] | 0 | 0 | 0 | 0 | 0
7418 | [5 empty] | 0 | 0 | 0 | 0 | 0
7419 | [5 empty] | 0 | 0 | 0 | 0 | 0
7420 | [5 empty] | 0 | 0 | 0 | 0 | 0
7421 | [5 empty] | 0 | 0 | 0 | 0 | 0
7422 | [5 empty] | 0 | 0 | 0 | 0 | 0
7423 | [5 empty] | 0 | 0 | 0 | 0 | 0
7424 | [5 empty] | 0 | 0 | 0 | 0 | 0
7425 | [5 empty] | 0 | 0 | 0 | 0 | 0
7426 | [5 empty] | 0 | 0 | 0 | 0 | 0
7427 | [5 empty] | 0 | 0 | 0 | 0 | 0
7428 | [5 empty] | 0 | 0 | 0 | 0 | 0
7429 | [5 empty] | 0 | 0 | 0 | 0 | 0
7430 | [5 empty] | 0 | 0 | 0 | 0 | 0
7431 | [5 empty] | 0 | 0 | 0 | 0 | 0
7432 | [5 empty] | 0 | 0 | 0 | 0 | 0
7433 | [5 empty] | 0 | 0 | 0 | 0 | 0
7434 | [5 empty] | 0 | 0 | 0 | 0 | 0
7435 | [5 empty] | 0 | 0 | 0 | 0 | 0
7436 | [5 empty] | 0 | 0 | 0 | 0 | 0
7437 | [5 empty] | 0 | 0 | 0 | 0 | 0
7438 | [5 empty] | 0 | 0 | 0 | 0 | 0
7439 | [5 empty] | 0 | 0 | 0 | 0 | 0
7440 | [5 empty] | 0 | 0 | 0 | 0 | 0
7441 | [5 empty] | 0 | 0 | 0 | 0 | 0
7442 | [5 empty] | 0 | 0 | 0 | 0 | 0
7443 | [5 empty] | 0 | 0 | 0 | 0 | 0
7444 | [5 empty] | 0 | 0 | 0 | 0 | 0
7445 | [5 empty] | 0 | 0 | 0 | 0 | 0
7446 | [5 empty] | 0 | 0 | 0 | 0 | 0
7447 | [5 empty] | 0 | 0 | 0 | 0 | 0
7448 | [5 empty] | 0 | 0 | 0 | 0 | 0
7449 | [5 empty] | 0 | 0 | 0 | 0 | 0
7450 | [5 empty] | 0 | 0 | 0 | 0 | 0
7451 | [5 empty] | 0 | 0 | 0 | 0 | 0
7452 | [5 empty] | 0 | 0 | 0 | 0 | 0
7453 | [5 empty] | 0 | 0 | 0 | 0 | 0
7454 | [5 empty] | 0 | 0 | 0 | 0 | 0
7455 | [5 empty] | 0 | 0 | 0 | 0 | 0
7456 | [5 empty] | 0 | 0 | 0 | 0 | 0
7457 | [5 empty] | 0 | 0 | 0 | 0 | 0
7458 | [5 empty] | 0 | 0 | 3 | 0 | 0
7459 | [5 empty] | 0 | 0 | 3 | 0 | 0
7460 | [5 empty] | 0 | 0 | 3 | 0 | 0
7461 | [5 empty] | 0 | 0 | 2 | 0 | 0
7462 | [5 empty] | 0 | 0 | 0 | 0 | 0
7463 | [5 empty] | 0 | 0 | 0 | 0 | 0
7464 | [5 empty] | 0 | 0 | 0 | 0 | 0
7465 | [5 empty] | 0 | 0 | 0 | 0 | 0
7466 | [5 empty] | 0 | 0 | 0 | 0 | 0
7467 | [5 empty] | 0 | 0 | 0 | 0 | 0
7468 | [5 empty] | 0 | 0 | 0 | 0 | 0
7469 | [5 empty] | 0 | 0 | 0 | 0 | 0
7470 | [5 empty] | 0 | 0 | 0 | 0 | 0
7471 | [5 empty] | 0 | 0 | 0 | 0 | 0
7472 | [5 empty] | 0 | 0 | 0 | 0 | 0
7473 | [5 empty] | 0 | 0 | 0 | 0 | 0
7474 | [5 empty] | 0 | 0 | 0 | 0 | 0
7475 | [5 empty] | 0 | 0 | 0 | 0 | 0
7476 | [5 empty] | 0 | 0 | 0 | 0 | 0
7477 | [5 empty] | 0 | 0 | 0 | 0 | 0
7478 | [5 empty] | 0 | 0 | 0 | 0 | 0
7479 | [5 empty] | 0 | 0 | 0 | 0 | 0
7480 | [5 empty] | 0 | 0 | 0 | 0 | 0
7481 | [5 empty] | 0 | 0 | 0 | 0 | 0
7482 | [5 empty] | 0 | 0 | 0 | 0 | 0
7483 | [5 empty] | 0 | 0 | 0 | 0 | 0
7484 | [5 empty] | 0 | 0 | 0 | 0 | 0
7485 | [5 empty] | 0 | 0 | 0 | 0 | 0
7486 | [5 empty] | 0 | 0 | 0 | 0 | 0
7487 | [5 empty] | 0 | 0 | 0 | 0 | 0
7488 | [5 empty] | 0 | 0 | 0 | 0 | 0
7489 | [5 empty] | 0 | 0 | 0 | 0 | 0
7490 | [5 empty] | 0 | 0 | 0 | 0 | 0
7491 | [5 empty] | 0 | 0 | 1 | 0 | 0
7492 | [5 empty] | 0 | 0 | 0 | 0 | 0
7493 | [5 empty] | 0 | 0 | 0 | 0 | 0
7494 | [5 empty] | 0 | 0 | 0 | 0 | 0
7495 | [5 empty] | 0 | 0 | 0 | 0 | 0
7496 | [5 empty] | 0 | 0 | 0 | 0 | 0
7497 | [5 empty] | 0 | 0 | 0 | 0 | 0
7498 | [5 empty] | 0 | 0 | 0 | 0 | 0
7499 | [5 empty] | 0 | 0 | 0 | 0 | 0
7500 | [5 empty] | 0 | 0 | 0 | 0 | 0
7501 | [5 empty] | 0 | 0 | 0 | 0 | 0
7502 | [5 empty] | 0 | 0 | 0 | 0 | 0
7503 | [5 empty] | 0 | 0 | 0 | 0 | 0
7504 | [5 empty] | 0 | 0 | 4 | 0 | 0
7505 | [5 empty] | 0 | 0 | 0 | 0 | 0
7506 | [5 empty] | 0 | 0 | 0 | 1 | 0
7507 | [5 empty] | 0 | 0 | 0 | 0 | 0
7508 | [5 empty] | 0 | 0 | 0 | 0 | 0
7509 | [5 empty] | 0 | 0 | 0 | 0 | 0
7510 | [5 empty] | 0 | 0 | 0 | 0 | 0
7511 | [5 empty] | 0 | 0 | 0 | 0 | 0
7512 | [5 empty] | 0 | 0 | 0 | 0 | 0
7513 | [5 empty] | 0 | 0 | 0 | 0 | 0
7514 | [5 empty] | 0 | 0 | 0 | 0 | 0
7515 | [5 empty] | 0 | 0 | 0 | 0 | 0
7516 | [5 empty] | 0 | 0 | 0 | 0 | 0
7517 | [5 empty] | 0 | 0 | 0 | 0 | 0
7518 | [5 empty] | 0 | 0 | 0 | 0 | 0
7519 | [5 empty] | 0 | 0 | 0 | 0 | 0
7520 | [5 empty] | 0 | 0 | 0 | 0 | 0
7521 | [5 empty] | 0 | 0 | 0 | 0 | 0
7522 | [5 empty] | 0 | 0 | 0 | 0 | 0
7523 | [5 empty] | 0 | 0 | 0 | 0 | 0
7524 | [5 empty] | 0 | 0 | 0 | 0 | 0
7525 | [5 empty] | 0 | 0 | 0 | 0 | 0
7526 | [5 empty] | 0 | 0 | 0 | 0 | 0
7527 | [5 empty] | 0 | 0 | 0 | 0 | 0
7528 | [5 empty] | 0 | 0 | 0 | 0 | 0
7529 | [5 empty] | 0 | 0 | 0 | 0 | 0
7530 | [5 empty] | 0 | 0 | 0 | 0 | 0
7531 | [5 empty] | 0 | 0 | 0 | 0 | 0
7532 | [5 empty] | 0 | 0 | 0 | 0 | 0
7533 | [5 empty] | 0 | 0 | 0 | 0 | 0
7534 | [5 empty] | 0 | 0 | 0 | 0 | 0
7535 | [5 empty] | 0 | 0 | 0 | 0 | 0
7536 | [5 empty] | 0 | 0 | 0 | 0 | 0
7537 | [5 empty] | 0 | 0 | 0 | 0 | 0
7538 | [5 empty] | 0 | 0 | 0 | 0 | 0
7539 | [5 empty] | 0 | 4 | 0 | 0 | 0
7540 | [5 empty] | 0 | 0 | 0 | 0 | 0
7541 | [5 empty] | 0 | 0 | 0 | 0 | 0
7542 | [5 empty] | 0 | 0 | 0 | 3 | 0
7543 | [5 empty] | 0 | 0 | 0 | 3 | 0
7544 | [5 empty] | 0 | 0 | 0 | 0 | 0
7545 | [5 empty] | 0 | 0 | 0 | 0 | 0
7546 | [5 empty] | 0 | 0 | 0 | 0 | 0
7547 | [5 empty] | 0 | 0 | 0 | 0 | 0
7548 | [5 empty] | 0 | 0 | 0 | 0 | 0
7549 | [5 empty] | 0 | 0 | 1 | 0 | 0
7550 | [5 empty] | 0 | 0 | 0 | 0 | 0
7551 | [5 empty] | 0 | 0 | 0 | 0 | 0
7552 | [5 empty] | 0 | 0 | 1 | 0 | 0
7553 | [5 empty] | 0 | 0 | 0 | 0 | 0
7554 | [5 empty] | 0 | 0 | 0 | 0 | 0
7555 | [5 empty] | 0 | 0 | 0 | 0 | 0
7556 | [5 empty] | 0 | 0 | 0 | 0 | 0
7557 | [5 empty] | 0 | 3 | 0 | 0 | 0
7558 | [5 empty] | 0 | 3 | 0 | 0 | 0
7559 | [5 empty] | 0 | 3 | 0 | 0 | 3
7560 | [5 empty] | 0 | 3 | 0 | 0 | 2
7561 | [5 empty] | 0 | 0 | 0 | 0 | 0
7562 | [5 empty] | 0 | 0 | 0 | 0 | 0
7563 | [5 empty] | 0 | 0 | 0 | 0 | 0
7564 | [5 empty] | 0 | 0 | 0 | 0 | 0
7565 | [5 empty] | 0 | 0 | 0 | 0 | 0
7566 | [5 empty] | 0 | 0 | 0 | 0 | 0
7567 | [5 empty] | 0 | 0 | 0 | 0 | 0
7568 | [5 empty] | 0 | 0 | 0 | 0 | 0
7569 | [5 empty] | 0 | 0 | 0 | 0 | 0
7570 | [5 empty] | 0 | 0 | 0 | 0 | 0
7571 | [5 empty] | 0 | 0 | 0 | 0 | 0
7572 | [5 empty] | 0 | 0 | 0 | 0 | 1
7573 | [5 empty] | 0 | 0 | 0 | 0 | 0
7574 | [5 empty] | 0 | 0 | 0 | 0 | 0
7575 | [5 empty] | 0 | 0 | 0 | 0 | 0
7576 | [5 empty] | 0 | 0 | 0 | 0 | 0
7577 | [5 empty] | 0 | 0 | 0 | 0 | 0
7578 | [5 empty] | 0 | 0 | 0 | 0 | 0
7579 | [5 empty] | 0 | 0 | 0 | 0 | 0
7580 | [5 empty] | 0 | 0 | 0 | 0 | 0
7581 | [5 empty] | 0 | 0 | 0 | 0 | 0
7582 | [5 empty] | 0 | 0 | 0 | 1 | 0
7583 | [5 empty] | 0 | 0 | 0 | 0 | 0
7584 | [5 empty] | 0 | 0 | 0 | 0 | 0
7585 | [5 empty] | 0 | 0 | 0 | 0 | 0
7586 | [5 empty] | 0 | 0 | 0 | 0 | 0
7587 | [5 empty] | 0 | 0 | 0 | 0 | 0
7588 | [5 empty] | 0 | 0 | 0 | 0 | 0
7589 | [5 empty] | 0 | 0 | 0 | 0 | 0
7590 | [5 empty] | 0 | 0 | 0 | 0 | 0
7591 | [5 empty] | 0 | 0 | 0 | 0 | 0
7592 | [5 empty] | 0 | 0 | 0 | 0 | 0
7593 | [5 empty] | 0 | 1 | 1 | 0 | 0
7594 | [5 empty] | 0 | 0 | 0 | 0 | 0
7595 | [5 empty] | 0 | 0 | 0 | 0 | 0
7596 | [5 empty] | 0 | 0 | 0 | 0 | 0
7597 | [5 empty] | 0 | 0 | 0 | 0 | 0
7598 | [5 empty] | 0 | 0 | 0 | 0 | 0
7599 | [5 empty] | 0 | 0 | 0 | 0 | 0
7600 | [5 empty] | 0 | 0 | 0 | 0 | 0
7601 | [5 empty] | 0 | 0 | 0 | 0 | 0
7602 | [5 empty] | 0 | 0 | 0 | 0 | 1
7603 | [5 empty] | 0 | 0 | 0 | 0 | 0
7604 | [5 empty] | 0 | 0 | 0 | 0 | 0
7605 | [5 empty] | 0 | 1 | 0 | 0 | 1
7606 | [5 empty] | 0 | 0 | 0 | 0 | 0
7607 | [5 empty] | 0 | 0 | 0 | 1 | 0
7608 | [5 empty] | 0 | 1 | 0 | 0 | 1
7609 | [5 empty] | 0 | 0 | 0 | 0 | 0
7610 | [5 empty] | 0 | 0 | 0 | 0 | 0
7611 | [5 empty] | 0 | 0 | 0 | 3 | 0
7612 | [5 empty] | 0 | 0 | 0 | 3 | 0
7613 | [5 empty] | 0 | 0 | 0 | 3 | 1
7614 | [5 empty] | 0 | 0 | 0 | 3 | 0
7615 | [5 empty] | 0 | 0 | 0 | 3 | 0
7616 | [5 empty] | 0 | 0 | 0 | 3 | 0
7617 | [5 empty] | 0 | 0 | 0 | 0 | 0
7618 | [5 empty] | 0 | 0 | 0 | 0 | 0
7619 | [5 empty] | 0 | 0 | 0 | 0 | 0
7620 | [5 empty] | 0 | 0 | 0 | 1 | 0
7621 | [5 empty] | 0 | 0 | 0 | 0 | 0
7622 | [5 empty] | 0 | 0 | 0 | 0 | 0
7623 | [5 empty] | 0 | 0 | 0 | 0 | 0
7624 | [5 empty] | 0 | 0 | 0 | 0 | 0
7625 | [5 empty] | 0 | 0 | 0 | 0 | 0
7626 | [5 empty] | 0 | 0 | 0 | 0 | 0
7627 | [5 empty] | 0 | 0 | 0 | 0 | 0
7628 | [5 empty] | 0 | 0 | 0 | 0 | 0
7629 | [5 empty] | 0 | 0 | 0 | 0 | 0
7630 | [5 empty] | 0 | 0 | 0 | 0 | 0
7631 | [5 empty] | 0 | 0 | 0 | 0 | 0
7632 | [5 empty] | 0 | 0 | 0 | 0 | 0
7633 | [5 empty] | 0 | 0 | 0 | 0 | 0
7634 | [5 empty] | 0 | 0 | 0 | 0 | 0
7635 | [5 empty] | 0 | 0 | 0 | 0 | 0
7636 | [5 empty] | 0 | 0 | 0 | 0 | 0
7637 | [5 empty] | 0 | 0 | 0 | 0 | 0
7638 | [5 empty] | 0 | 0 | 0 | 0 | 3
7639 | [5 empty] | 0 | 0 | 0 | 1 | 3
7640 | [5 empty] | 0 | 0 | 0 | 0 | 3
7641 | [5 empty] | 0 | 0 | 0 | 0 | 3
7642 | [5 empty] | 0 | 0 | 0 | 0 | 3
7643 | [5 empty] | 0 | 0 | 0 | 0 | 2
7644 | [5 empty] | 0 | 0 | 0 | 0 | 3
7645 | [5 empty] | 0 | 0 | 0 | 0 | 3
7646 | [5 empty] | 0 | 0 | 0 | 0 | 3
7647 | [5 empty] | 0 | 0 | 0 | 0 | 3
7648 | [5 empty] | 0 | 0 | 0 | 0 | 3
7649 | [5 empty] | 0 | 0 | 0 | 0 | 2
7650 | [5 empty] | 0 | 0 | 0 | 0 | 0
7651 | [5 empty] | 0 | 0 | 0 | 0 | 0
7652 | [5 empty] | 0 | 0 | 0 | 0 | 0
7653 | [5 empty] | 0 | 0 | 0 | 0 | 0
7654 | [5 empty] | 0 | 0 | 0 | 0 | 3
7655 | [5 empty] | 0 | 0 | 0 | 0 | 2
7656 | [5 empty] | 0 | 0 | 0 | 0 | 0
7657 | [5 empty] | 0 | 0 | 0 | 0 | 0
7658 | [5 empty] | 0 | 0 | 0 | 0 | 0
7659 | [5 empty] | 0 | 0 | 0 | 0 | 0
7660 | [5 empty] | 0 | 0 | 0 | 0 | 0
7661 | [5 empty] | 0 | 0 | 0 | 0 | 0
7662 | [5 empty] | 2 | 0 | 0 | 0 | 0
7663 | [5 empty] | 0 | 0 | 0 | 0 | 0
7664 | [5 empty] | 0 | 0 | 0 | 0 | 0
7665 | [5 empty] | 0 | 0 | 0 | 0 | 0
7666 | [5 empty] | 0 | 0 | 0 | 0 | 0
7667 | [5 empty] | 0 | 0 | 0 | 0 | 0
7668 | [5 empty] | 0 | 0 | 0 | 0 | 0
7669 | [5 empty] | 0 | 0 | 0 | 0 | 0
7670 | [5 empty] | 0 | 0 | 0 | 0 | 0
7671 | [5 empty] | 0 | 0 | 0 | 0 | 0
7672 | [5 empty] | 0 | 0 | 0 | 0 | 0
7673 | [5 empty] | 3 | 0 | 0 | 0 | 0
7674 | [5 empty] | 3 | 0 | 0 | 0 | 0
7675 | [5 empty] | 3 | 0 | 0 | 0 | 1
7676 | [5 empty] | 2 | 0 | 0 | 0 | 0
7677 | [5 empty] | 0 | 0 | 0 | 0 | 0
7678 | [5 empty] | 0 | 0 | 0 | 0 | 0
7679 | [5 empty] | 0 | 0 | 0 | 0 | 0
7680 | [5 empty] | 0 | 0 | 0 | 0 | 0
7681 | [5 empty] | 0 | 0 | 0 | 0 | 0
7682 | [5 empty] | 0 | 0 | 0 | 0 | 0
7683 | [5 empty] | 0 | 0 | 0 | 0 | 0
7684 | [5 empty] | 0 | 0 | 0 | 0 | 0
7685 | [5 empty] | 0 | 0 | 0 | 0 | 0
7686 | [5 empty] | 0 | 0 | 0 | 0 | 0
7687 | [5 empty] | 0 | 0 | 0 | 0 | 0
7688 | [5 empty] | 0 | 0 | 0 | 0 | 0
7689 | [5 empty] | 0 | 0 | 0 | 0 | 0
7690 | [5 empty] | 0 | 0 | 0 | 0 | 0
7691 | [5 empty] | 0 | 0 | 0 | 0 | 0
7692 | [5 empty] | 0 | 0 | 0 | 0 | 0
7693 | [5 empty] | 0 | 0 | 0 | 0 | 0
7694 | [5 empty] | 0 | 0 | 0 | 0 | 0
7695 | [5 empty] | 0 | 0 | 0 | 0 | 0
7696 | [5 empty] | 0 | 0 | 0 | 0 | 0
7697 | [5 empty] | 0 | 0 | 0 | 0 | 0
7698 | [5 empty] | 0 | 0 | 0 | 0 | 0
7699 | [5 empty] | 0 | 0 | 0 | 0 | 0
7700 | [5 empty] | 0 | 0 | 0 | 0 | 0
7701 | [5 empty] | 0 | 0 | 0 | 0 | 0
7702 | [5 empty] | 0 | 0 | 0 | 0 | 0
7703 | [5 empty] | 0 | 0 | 0 | 0 | 0
7704 | [5 empty] | 2 | 0 | 0 | 0 | 0
7705 | [5 empty] | 0 | 0 | 0 | 0 | 0
7706 | [5 empty] | 0 | 0 | 0 | 0 | 0
7707 | [5 empty] | 0 | 0 | 0 | 0 | 0
7708 | [5 empty] | 0 | 0 | 0 | 0 | 0
7709 | [5 empty] | 0 | 0 | 0 | 0 | 0
7710 | [5 empty] | 0 | 0 | 0 | 0 | 0
7711 | [5 empty] | 0 | 0 | 0 | 0 | 0
7712 | [5 empty] | 0 | 0 | 0 | 0 | 0
7713 | [5 empty] | 0 | 0 | 0 | 0 | 0
7714 | [5 empty] | 0 | 0 | 0 | 0 | 0
7715 | [5 empty] | 0 | 0 | 0 | 0 | 0
7716 | [5 empty] | 0 | 0 | 0 | 0 | 0
7717 | [5 empty] | 0 | 0 | 0 | 0 | 0
7718 | [5 empty] | 0 | 0 | 0 | 0 | 0
7719 | [5 empty] | 0 | 0 | 0 | 0 | 0
7720 | [5 empty] | 0 | 0 | 0 | 0 | 0
7721 | [5 empty] | 0 | 0 | 0 | 0 | 0
7722 | [5 empty] | 0 | 0 | 0 | 0 | 0
7723 | [5 empty] | 0 | 0 | 0 | 0 | 0
7724 | [5 empty] | 0 | 0 | 0 | 0 | 1
7725 | [5 empty] | 0 | 0 | 0 | 0 | 0
7726 | [5 empty] | 0 | 0 | 0 | 0 | 0
7727 | [5 empty] | 0 | 0 | 0 | 0 | 0
7728 | [5 empty] | 0 | 0 | 0 | 0 | 0
7729 | [5 empty] | 0 | 0 | 0 | 0 | 0
7730 | [5 empty] | 0 | 0 | 0 | 0 | 0
7731 | [5 empty] | 0 | 0 | 0 | 0 | 0
7732 | [5 empty] | 0 | 0 | 0 | 0 | 0
7733 | [5 empty] | 0 | 0 | 0 | 0 | 0
7734 | [5 empty] | 0 | 0 | 0 | 0 | 0
7735 | [5 empty] | 0 | 0 | 0 | 0 | 0
7736 | [5 empty] | 0 | 0 | 0 | 0 | 0
7737 | [5 empty] | 0 | 0 | 0 | 0 | 0
7738 | [5 empty] | 0 | 0 | 0 | 0 | 0
7739 | [5 empty] | 0 | 0 | 0 | 0 | 0
7740 | [5 empty] | 0 | 0 | 0 | 0 | 0
7741 | [5 empty] | 0 | 0 | 0 | 0 | 0
7742 | [5 empty] | 0 | 0 | 0 | 0 | 0
7743 | [5 empty] | 0 | 0 | 0 | 0 | 0
7744 | [5 empty] | 0 | 0 | 0 | 0 | 0
7745 | [5 empty] | 0 | 0 | 0 | 0 | 0
7746 | [5 empty] | 0 | 0 | 0 | 0 | 0
7747 | [5 empty] | 0 | 0 | 0 | 0 | 0
7748 | [5 empty] | 0 | 0 | 0 | 0 | 0
7749 | [5 empty] | 0 | 0 | 0 | 0 | 0
7750 | [5 empty] | 0 | 0 | 0 | 0 | 0
7751 | [5 empty] | 0 | 0 | 0 | 0 | 0
7752 | [5 empty] | 0 | 0 | 0 | 0 | 0
7753 | [5 empty] | 0 | 0 | 0 | 0 | 0
7754 | [5 empty] | 0 | 0 | 0 | 0 | 0
7755 | [5 empty] | 0 | 0 | 0 | 0 | 0
7756 | [5 empty] | 0 | 0 | 0 | 0 | 0
7757 | [5 empty] | 0 | 0 | 0 | 0 | 0
7758 | [5 empty] | 0 | 0 | 0 | 0 | 0
7759 | [5 empty] | 0 | 0 | 0 | 0 | 0
7760 | [5 empty] | 0 | 0 | 0 | 0 | 0
7761 | [5 empty] | 0 | 0 | 0 | 0 | 0
7762 | [5 empty] | 0 | 0 | 0 | 0 | 0
7763 | [5 empty] | 3 | 0 | 0 | 0 | 0
7764 | [5 empty] | 0 | 0 | 0 | 0 | 0
7765 | [5 empty] | 0 | 0 | 0 | 0 | 0
7766 | [5 empty] | 0 | 0 | 0 | 0 | 0
7767 | [5 empty] | 0 | 0 | 0 | 0 | 0
7768 | [5 empty] | 0 | 0 | 0 | 0 | 0
7769 | [5 empty] | 0 | 0 | 0 | 0 | 0
7770 | [5 empty] | 0 | 0 | 0 | 0 | 0
7771 | [5 empty] | 0 | 0 | 0 | 0 | 0
7772 | [5 empty] | 0 | 0 | 0 | 0 | 0
7773 | [5 empty] | 0 | 0 | 0 | 0 | 0
7774 | [5 empty] | 0 | 0 | 0 | 0 | 0
7775 | [5 empty] | 0 | 0 | 0 | 0 | 0
7776 | [5 empty] | 0 | 0 | 0 | 0 | 0
7777 | [5 empty] | 0 | 0 | 0 | 0 | 0
7778 | [5 empty] | 0 | 0 | 0 | 0 | 0
7779 | [5 empty] | 0 | 0 | 0 | 0 | 0
7780 | [5 empty] | 0 | 0 | 0 | 0 | 0
7781 | [5 empty] | 0 | 0 | 0 | 0 | 0
7782 | [5 empty] | 0 | 0 | 0 | 0 | 0
7783 | [5 empty] | 0 | 0 | 0 | 0 | 0
7784 | [5 empty] | 0 | 0 | 0 | 0 | 0
7785 | [5 empty] | 0 | 0 | 0 | 0 | 0
7786 | [5 empty] | 0 | 0 | 0 | 0 | 0
7787 | [5 empty] | 0 | 0 | 0 | 0 | 0
7788 | [5 empty] | 0 | 0 | 0 | 0 | 0
7789 | [5 empty] | 0 | 0 | 0 | 0 | 0
7790 | [5 empty] | 0 | 0 | 0 | 0 | 0
7791 | [5 empty] | 0 | 0 | 0 | 0 | 0
7792 | [5 empty] | 0 | 0 | 0 | 0 | 0
7793 | [5 empty] | 0 | 0 | 0 | 0 | 0
7794 | [5 empty] | 0 | 0 | 0 | 0 | 0
7795 | [5 empty] | 0 | 0 | 0 | 0 | 0
7796 | [5 empty] | 0 | 0 | 0 | 0 | 0
7797 | [5 empty] | 0 | 0 | 0 | 0 | 0
7798 | [5 empty] | 0 | 0 | 0 | 0 | 0
7799 | [5 empty] | 0 | 0 | 0 | 0 | 0
7800 | [5 empty] | 0 | 0 | 0 | 0 | 0
7801 | [5 empty] | 0 | 0 | 0 | 0 | 0
7802 | [5 empty] | 0 | 0 | 0 | 0 | 0
7803 | [5 empty] | 0 | 0 | 0 | 0 | 0
7804 | [5 empty] | 0 | 0 | 0 | 0 | 0
7805 | [5 empty] | 0 | 0 | 0 | 0 | 0
7806 | [5 empty] | 0 | 0 | 0 | 0 | 0
7807 | [5 empty] | 0 | 0 | 0 | 0 | 0
7808 | [5 empty] | 0 | 0 | 0 | 0 | 0
7809 | [5 empty] | 0 | 0 | 0 | 0 | 0
7810 | [5 empty] | 0 | 0 | 0 | 0 | 0
7811 | [5 empty] | 0 | 0 | 0 | 0 | 0
7812 | [5 empty] | 0 | 0 | 0 | 0 | 0
7813 | [5 empty] | 0 | 0 | 0 | 0 | 0
7814 | [5 empty] | 0 | 0 | 0 | 0 | 0
7815 | [5 empty] | 0 | 0 | 0 | 0 | 0
7816 | [5 empty] | 0 | 0 | 0 | 0 | 0
7817 | [5 empty] | 0 | 0 | 0 | 0 | 0
7818 | [5 empty] | 0 | 0 | 0 | 0 | 0
7819 | [5 empty] | 0 | 0 | 0 | 0 | 0
7820 | [5 empty] | 0 | 0 | 0 | 0 | 0
7821 | [5 empty] | 0 | 0 | 0 | 0 | 0
7822 | [5 empty] | 0 | 0 | 0 | 0 | 0
7823 | [5 empty] | 0 | 0 | 0 | 0 | 0
7824 | [5 empty] | 0 | 0 | 0 | 0 | 0
7825 | [5 empty] | 0 | 0 | 0 | 0 | 0
7826 | [5 empty] | 0 | 0 | 0 | 0 | 0
7827 | [5 empty] | 0 | 0 | 0 | 0 | 0
7828 | [5 empty] | 0 | 0 | 0 | 0 | 0
7829 | [5 empty] | 0 | 0 | 0 | 0 | 0
7830 | [5 empty] | 0 | 0 | 0 | 0 | 0
7831 | [5 empty] | 0 | 0 | 0 | 0 | 0
7832 | [5 empty] | 0 | 0 | 0 | 0 | 0
7833 | [5 empty] | 0 | 0 | 0 | 0 | 0
7834 | [5 empty] | 0 | 0 | 0 | 0 | 0
7835 | [5 empty] | 0 | 0 | 0 | 0 | 0
7836 | [5 empty] | 0 | 0 | 0 | 0 | 0
7837 | [5 empty] | 0 | 0 | 0 | 0 | 0
7838 | [5 empty] | 0 | 0 | 0 | 0 | 0
7839 | [5 empty] | 0 | 0 | 0 | 0 | 0
7840 | [5 empty] | 0 | 0 | 0 | 0 | 0
7841 | [5 empty] | 0 | 0 | 0 | 0 | 0
7842 | [5 empty] | 0 | 0 | 0 | 0 | 0
7843 | [5 empty] | 0 | 0 | 0 | 0 | 0
7844 | [5 empty] | 0 | 0 | 0 | 0 | 0
7845 | [5 empty] | 0 | 0 | 0 | 0 | 0
7846 | [5 empty] | 0 | 0 | 0 | 0 | 0
7847 | [5 empty] | 0 | 0 | 0 | 0 | 0
7848 | [5 empty] | 0 | 0 | 0 | 0 | 0
7849 | [5 empty] | 0 | 0 | 0 | 0 | 0
7850 | [5 empty] | 0 | 0 | 0 | 0 | 0
7851 | [5 empty] | 0 | 0 | 0 | 0 | 0
7852 | [5 empty] | 0 | 0 | 0 | 0 | 0
7853 | [5 empty] | 0 | 0 | 0 | 0 | 0
7854 | [5 empty] | 0 | 0 | 0 | 0 | 0
7855 | [5 empty] | 0 | 0 | 0 | 0 | 0
7856 | [5 empty] | 0 | 0 | 0 | 0 | 0
7857 | [5 empty] | 0 | 0 | 0 | 0 | 0
7858 | [5 empty] | 0 | 0 | 0 | 0 | 0
7859 | [5 empty] | 0 | 0 | 0 | 0 | 0
7860 | [5 empty] | 0 | 0 | 0 | 0 | 0
7861 | [5 empty] | 0 | 0 | 0 | 0 | 0
7862 | [5 empty] | 0 | 0 | 0 | 0 | 0
7863 | [5 empty] | 0 | 0 | 0 | 0 | 0
7864 | [5 empty] | 0 | 0 | 0 | 0 | 0
7865 | [5 empty] | 0 | 0 | 0 | 0 | 0
7866 | [5 empty] | 0 | 0 | 0 | 0 | 0
7867 | [5 empty] | 0 | 0 | 0 | 0 | 0
7868 | [5 empty] | 0 | 0 | 0 | 0 | 0
7869 | [5 empty] | 0 | 0 | 0 | 0 | 0
7870 | [5 empty] | 0 | 0 | 0 | 0 | 0
7871 | [5 empty] | 0 | 0 | 0 | 0 | 0
7872 | [5 empty] | 0 | 0 | 0 | 0 | 0
7873 | [5 empty] | 0 | 0 | 0 | 0 | 0
7874 | [5 empty] | 0 | 0 | 0 | 0 | 0
7875 | [5 empty] | 0 | 0 | 0 | 0 | 0
7876 | [5 empty] | 0 | 0 | 0 | 0 | 0
7877 | [5 empty] | 0 | 0 | 0 | 0 | 0
7878 | [5 empty] | 0 | 0 | 0 | 0 | 0
7879 | [5 empty] | 0 | 0 | 0 | 0 | 0
7880 | [5 empty] | 0 | 0 | 0 | 0 | 0
7881 | [5 empty] | 0 | 0 | 0 | 0 | 0
7882 | [5 empty] | 0 | 0 | 0 | 0 | 0
7883 | [5 empty] | 0 | 0 | 0 | 0 | 0
7884 | [5 empty] | 0 | 0 | 0 | 0 | 0
7885 | [5 empty] | 0 | 0 | 0 | 0 | 0
7886 | [5 empty] | 0 | 0 | 0 | 0 | 0
7887 | [5 empty] | 0 | 0 | 0 | 0 | 0
7888 | [5 empty] | 0 | 0 | 0 | 0 | 0
7889 | [5 empty] | 0 | 0 | 0 | 0 | 0
7890 | [5 empty] | 0 | 0 | 0 | 0 | 0
7891 | [5 empty] | 0 | 0 | 0 | 0 | 0
7892 | [5 empty] | 0 | 0 | 0 | 0 | 0
7893 | [5 empty] | 0 | 0 | 0 | 0 | 0
7894 | [5 empty] | 0 | 0 | 0 | 0 | 0
7895 | [5 empty] | 0 | 0 | 0 | 0 | 0
7896 | [5 empty] | 0 | 0 | 0 | 0 | 0
7897 | [5 empty] | 0 | 0 | 0 | 0 | 0
7898 | [5 empty] | 0 | 0 | 0 | 0 | 0
7899 | [5 empty] | 0 | 0 | 0 | 0 | 0
7900 | [5 empty] | 0 | 0 | 0 | 0 | 0
7901 | [5 empty] | 0 | 0 | 0 | 0 | 0
7902 | [5 empty] | 0 | 0 | 0 | 0 | 0
7903 | [5 empty] | 0 | 0 | 0 | 0 | 0
7904 | [5 empty] | 0 | 0 | 0 | 0 | 0
7905 | [5 empty] | 0 | 0 | 0 | 0 | 0
7906 | [5 empty] | 0 | 0 | 0 | 0 | 0
7907 | [5 empty] | 0 | 0 | 0 | 0 | 0
7908 | [5 empty] | 0 | 0 | 0 | 0 | 0
7909 | [5 empty] | 0 | 0 | 0 | 0 | 0
7910 | [5 empty] | 0 | 0 | 0 | 0 | 0
7911 | [5 empty] | 0 | 0 | 0 | 0 | 0
7912 | [5 empty] | 0 | 0 | 0 | 0 | 0
7913 | [5 empty] | 0 | 0 | 0 | 0 | 0
7914 | [5 empty] | 0 | 0 | 0 | 0 | 0
7915 | [5 empty] | 0 | 0 | 0 | 0 | 0
7916 | [5 empty] | 0 | 0 | 0 | 0 | 0
7917 | [5 empty] | 0 | 0 | 0 | 0 | 0
7918 | [5 empty] | 0 | 0 | 0 | 0 | 0
7919 | [5 empty] | 0 | 0 | 0 | 0 | 0
7920 | [5 empty] | 0 | 0 | 0 | 0 | 0
7921 | [5 empty] | 0 | 0 | 0 | 0 | 0
7922 | [5 empty] | 0 | 0 | 0 | 0 | 0
7923 | [5 empty] | 0 | 0 | 0 | 0 | 0
7924 | [5 empty] | 0 | 0 | 0 | 0 | 0
7925 | [5 empty] | 0 | 0 | 0 | 0 | 0
7926 | [5 empty] | 0 | 0 | 0 | 0 | 0
7927 | [5 empty] | 0 | 0 | 0 | 0 | 0
7928 | [5 empty] | 0 | 0 | 0 | 0 | 0
7929 | [5 empty] | 0 | 0 | 0 | 0 | 0
7930 | [5 empty] | 0 | 0 | 0 | 0 | 0
7931 | [5 empty] | 0 | 0 | 0 | 0 | 0
7932 | [5 empty] | 0 | 0 | 0 | 0 | 0
7933 | [5 empty] | 0 | 0 | 0 | 0 | 0
7934 | [5 empty] | 0 | 0 | 0 | 0 | 0
7935 | [5 empty] | 0 | 0 | 0 | 0 | 0
7936 | [5 empty] | 0 | 0 | 0 | 0 | 0
7937 | [5 empty] | 0 | 0 | 0 | 0 | 0
7938 | [5 empty] | 0 | 0 | 0 | 0 | 0
7939 | [5 empty] | 0 | 0 | 0 | 0 | 0
7940 | [5 empty] | 0 | 0 | 0 | 0 | 0
7941 | [5 empty] | 0 | 0 | 0 | 0 | 0
7942 | [5 empty] | 0 | 0 | 0 | 0 | 0
7943 | [5 empty] | 0 | 0 | 0 | 0 | 0
7944 | [5 empty] | 0 | 0 | 0 | 0 | 0
7945 | [5 empty] | 0 | 0 | 0 | 0 | 0
7946 | [5 empty] | 0 | 0 | 0 | 0 | 0
7947 | [5 empty] | 0 | 0 | 0 | 0 | 0
7948 | [5 empty] | 0 | 0 | 0 | 0 | 0
7949 | [5 empty] | 0 | 0 | 0 | 0 | 0
7950 | [5 empty] | 0 | 0 | 0 | 0 | 0
7951 | [5 empty] | 0 | 0 | 0 | 0 | 0
7952 | [5 empty] | 0 | 0 | 0 | 0 | 0
7953 | [5 empty] | 0 | 0 | 0 | 0 | 0
7954 | [5 empty] | 0 | 0 | 0 | 0 | 0
7955 | [5 empty] | 0 | 0 | 0 | 0 | 0
7956 | [5 empty] | 0 | 0 | 0 | 0 | 0
7957 | [5 empty] | 0 | 0 | 0 | 0 | 0
7958 | [5 empty] | 0 | 0 | 0 | 0 | 0
7959 | [5 empty] | 0 | 0 | 0 | 0 | 0
7960 | [5 empty] | 0 | 0 | 0 | 0 | 0
7961 | [5 empty] | 0 | 0 | 0 | 0 | 0
7962 | [5 empty] | 0 | 0 | 0 | 0 | 0
7963 | [5 empty] | 0 | 0 | 0 | 2 | 0
7964 | [5 empty] | 0 | 0 | 0 | 0 | 0
7965 | [5 empty] | 0 | 0 | 0 | 0 | 0
7966 | [5 empty] | 0 | 0 | 0 | 0 | 0
7967 | [5 empty] | 0 | 0 | 0 | 0 | 0
7968 | [5 empty] | 0 | 0 | 0 | 0 | 0
7969 | [5 empty] | 0 | 0 | 0 | 0 | 0
7970 | [5 empty] | 0 | 0 | 0 | 0 | 0
7971 | [5 empty] | 0 | 0 | 0 | 0 | 0
7972 | [5 empty] | 0 | 0 | 0 | 0 | 0
7973 | [5 empty] | 0 | 0 | 0 | 0 | 0
7974 | [5 empty] | 0 | 0 | 0 | 0 | 0
7975 | [5 empty] | 0 | 0 | 0 | 0 | 0
7976 | [5 empty] | 0 | 0 | 0 | 0 | 0
7977 | [5 empty] | 0 | 0 | 0 | 0 | 0
7978 | [5 empty] | 0 | 0 | 0 | 2 | 0
7979 | [5 empty] | 0 | 0 | 0 | 0 | 0
7980 | [5 empty] | 0 | 0 | 0 | 0 | 0
7981 | [5 empty] | 0 | 0 | 0 | 0 | 0
7982 | [5 empty] | 0 | 0 | 0 | 0 | 0
7983 | [5 empty] | 0 | 0 | 0 | 0 | 0
7984 | [5 empty] | 0 | 0 | 0 | 0 | 0
7985 | [5 empty] | 0 | 0 | 0 | 2 | 0
7986 | [5 empty] | 0 | 0 | 0 | 0 | 0
7987 | [5 empty] | 0 | 0 | 0 | 0 | 0
7988 | [5 empty] | 0 | 0 | 0 | 0 | 0
7989 | [5 empty] | 0 | 0 | 0 | 0 | 0
7990 | [5 empty] | 0 | 0 | 0 | 0 | 0
7991 | [5 empty] | 0 | 0 | 0 | 0 | 0
7992 | [5 empty] | 0 | 0 | 0 | 0 | 0
7993 | [5 empty] | 0 | 0 | 0 | 0 | 0
7994 | [5 empty] | 0 | 0 | 2 | 0 | 0
7995 | [5 empty] | 0 | 0 | 0 | 0 | 0
7996 | [5 empty] | 0 | 0 | 0 | 2 | 0
7997 | [5 empty] | 0 | 0 | 0 | 0 | 0
7998 | [5 empty] | 0 | 0 | 0 | 0 | 0
7999 | [5 empty] | 0 | 0 | 0 | 0 | 0
8000 | [5 empty] | 0 | 0 | 0 | 0 | 0
8001 | [5 empty] | 0 | 0 | 0 | 3 | 0
8002 | [5 empty] | 0 | 0 | 0 | 3 | 0
8003 | [5 empty] | 0 | 0 | 0 | 0 | 0
8004 | [5 empty] | 0 | 0 | 0 | 0 | 0
8005 | [5 empty] | 0 | 0 | 0 | 0 | 0
8006 | [5 empty] | 0 | 0 | 0 | 0 | 0
8007 | [5 empty] | 0 | 0 | 0 | 2 | 0
8008 | [5 empty] | 0 | 0 | 0 | 0 | 0
8009 | [5 empty] | 0 | 0 | 0 | 0 | 0
8010 | [5 empty] | 0 | 0 | 0 | 0 | 0
8011 | [5 empty] | 0 | 0 | 0 | 0 | 0
8012 | [5 empty] | 0 | 0 | 0 | 0 | 0
8013 | [5 empty] | 0 | 0 | 0 | 0 | 0
8014 | [5 empty] | 0 | 0 | 0 | 0 | 0
8015 | [5 empty] | 0 | 0 | 0 | 0 | 0
8016 | [5 empty] | 0 | 0 | 0 | 0 | 0
8017 | [5 empty] | 0 | 0 | 0 | 0 | 0
8018 | [5 empty] | 0 | 0 | 0 | 0 | 0
8019 | [5 empty] | 0 | 0 | 0 | 0 | 0
8020 | [5 empty] | 0 | 0 | 0 | 0 | 0
8021 | [5 empty] | 0 | 0 | 0 | 0 | 0
8022 | [5 empty] | 0 | 0 | 0 | 0 | 0
8023 | [5 empty] | 0 | 0 | 0 | 0 | 0
8024 | [5 empty] | 0 | 0 | 0 | 0 | 0
8025 | [5 empty] | 0 | 0 | 0 | 0 | 0
8026 | [5 empty] | 0 | 0 | 0 | 0 | 0
8027 | [5 empty] | 0 | 0 | 0 | 0 | 0
8028 | [5 empty] | 0 | 0 | 0 | 0 | 0
8029 | [5 empty] | 0 | 0 | 0 | 0 | 0
8030 | [5 empty] | 0 | 0 | 0 | 0 | 0
8031 | [5 empty] | 0 | 0 | 0 | 0 | 0
8032 | [5 empty] | 0 | 0 | 0 | 0 | 0
8033 | [5 empty] | 0 | 0 | 0 | 0 | 0
8034 | [5 empty] | 0 | 0 | 4 | 0 | 0
8035 | [5 empty] | 0 | 0 | 0 | 0 | 0
8036 | [5 empty] | 0 | 0 | 0 | 0 | 0
8037 | [5 empty] | 0 | 0 | 2 | 0 | 0
8038 | [5 empty] | 0 | 0 | 0 | 0 | 0
8039 | [5 empty] | 0 | 0 | 0 | 0 | 0
8040 | [5 empty] | 0 | 0 | 0 | 0 | 0
8041 | [5 empty] | 0 | 0 | 0 | 0 | 0
8042 | [5 empty] | 0 | 0 | 0 | 0 | 0
8043 | [5 empty] | 0 | 0 | 0 | 0 | 0
8044 | [5 empty] | 0 | 0 | 0 | 0 | 0
8045 | [5 empty] | 0 | 0 | 0 | 0 | 0
8046 | [5 empty] | 0 | 0 | 0 | 0 | 0
8047 | [5 empty] | 0 | 0 | 0 | 0 | 0
8048 | [5 empty] | 0 | 0 | 0 | 0 | 0
8049 | [5 empty] | 0 | 0 | 0 | 0 | 0
8050 | [5 empty] | 0 | 0 | 0 | 0 | 0
8051 | [5 empty] | 0 | 0 | 0 | 0 | 0
8052 | [5 empty] | 0 | 0 | 0 | 0 | 0
8053 | [5 empty] | 0 | 0 | 0 | 0 | 0
8054 | [5 empty] | 0 | 0 | 0 | 0 | 0
8055 | [5 empty] | 0 | 3 | 0 | 0 | 0
8056 | [5 empty] | 0 | 0 | 0 | 0 | 0
8057 | [5 empty] | 0 | 0 | 0 | 0 | 0
8058 | [5 empty] | 0 | 0 | 0 | 0 | 0
8059 | [5 empty] | 0 | 0 | 0 | 0 | 0
8060 | [5 empty] | 0 | 0 | 0 | 0 | 0
8061 | [5 empty] | 0 | 0 | 0 | 0 | 0
8062 | [5 empty] | 0 | 0 | 0 | 0 | 0
8063 | [5 empty] | 0 | 0 | 0 | 0 | 0
8064 | [5 empty] | 0 | 0 | 0 | 0 | 0
8065 | [5 empty] | 0 | 0 | 0 | 0 | 0
8066 | [5 empty] | 0 | 0 | 0 | 0 | 0
8067 | [5 empty] | 0 | 0 | 0 | 0 | 0
8068 | [5 empty] | 0 | 0 | 0 | 0 | 0
8069 | [5 empty] | 0 | 0 | 2 | 0 | 0
8070 | [5 empty] | 0 | 0 | 0 | 0 | 0
8071 | [5 empty] | 0 | 0 | 0 | 0 | 0
8072 | [5 empty] | 0 | 0 | 0 | 0 | 0
8073 | [5 empty] | 0 | 0 | 0 | 0 | 0
8074 | [5 empty] | 0 | 0 | 0 | 0 | 0
8075 | [5 empty] | 0 | 0 | 0 | 0 | 0
8076 | [5 empty] | 0 | 0 | 0 | 0 | 0
8077 | [5 empty] | 0 | 0 | 0 | 0 | 0
8078 | [5 empty] | 0 | 0 | 0 | 0 | 0
8079 | [5 empty] | 0 | 0 | 0 | 0 | 0
8080 | [5 empty] | 0 | 0 | 2 | 0 | 0
8081 | [5 empty] | 0 | 0 | 0 | 0 | 0
8082 | [5 empty] | 0 | 0 | 0 | 0 | 0
8083 | [5 empty] | 0 | 0 | 0 | 0 | 0
8084 | [5 empty] | 0 | 0 | 0 | 0 | 0
8085 | [5 empty] | 0 | 0 | 0 | 0 | 0
8086 | [5 empty] | 0 | 0 | 0 | 0 | 0
8087 | [5 empty] | 0 | 0 | 0 | 0 | 0
8088 | [5 empty] | 0 | 0 | 0 | 0 | 0
8089 | [5 empty] | 0 | 0 | 0 | 0 | 0
8090 | [5 empty] | 0 | 0 | 0 | 0 | 0
8091 | [5 empty] | 0 | 0 | 0 | 0 | 0
8092 | [5 empty] | 0 | 0 | 0 | 0 | 0
8093 | [5 empty] | 0 | 0 | 0 | 0 | 0
8094 | [5 empty] | 0 | 0 | 0 | 0 | 0
8095 | [5 empty] | 0 | 0 | 0 | 0 | 0
8096 | [5 empty] | 0 | 0 | 0 | 0 | 0
8097 | [5 empty] | 0 | 0 | 0 | 0 | 0
8098 | [5 empty] | 0 | 0 | 0 | 0 | 0
8099 | [5 empty] | 0 | 1 | 0 | 0 | 0
8100 | [5 empty] | 0 | 0 | 0 | 0 | 0
8101 | [5 empty] | 0 | 0 | 0 | 0 | 0
8102 | [5 empty] | 0 | 0 | 0 | 0 | 0
8103 | [5 empty] | 0 | 0 | 0 | 0 | 0
8104 | [5 empty] | 0 | 0 | 0 | 0 | 0
8105 | [5 empty] | 0 | 0 | 0 | 0 | 0
8106 | [5 empty] | 0 | 0 | 0 | 0 | 0
8107 | [5 empty] | 0 | 0 | 0 | 0 | 0
8108 | [5 empty] | 0 | 0 | 0 | 0 | 0
8109 | [5 empty] | 0 | 0 | 0 | 0 | 0
8110 | [5 empty] | 0 | 0 | 0 | 0 | 0
8111 | [5 empty] | 0 | 0 | 0 | 0 | 0
8112 | [5 empty] | 0 | 0 | 0 | 0 | 0
8113 | [5 empty] | 0 | 0 | 0 | 0 | 0
8114 | [5 empty] | 0 | 0 | 0 | 0 | 0
8115 | [5 empty] | 0 | 0 | 0 | 0 | 0
8116 | [5 empty] | 0 | 0 | 0 | 0 | 0
8117 | [5 empty] | 0 | 0 | 0 | 0 | 0
8118 | [5 empty] | 0 | 0 | 0 | 0 | 0
8119 | [5 empty] | 0 | 0 | 0 | 0 | 0
8120 | [5 empty] | 0 | 0 | 0 | 0 | 0
8121 | [5 empty] | 0 | 0 | 0 | 0 | 0
8122 | [5 empty] | 0 | 0 | 0 | 0 | 0
8123 | [5 empty] | 0 | 0 | 0 | 0 | 0
8124 | [5 empty] | 0 | 0 | 0 | 0 | 0
8125 | [5 empty] | 0 | 0 | 0 | 0 | 0
8126 | [5 empty] | 0 | 0 | 0 | 0 | 0
8127 | [5 empty] | 0 | 0 | 0 | 0 | 0
8128 | [5 empty] | 0 | 0 | 0 | 0 | 0
8129 | [5 empty] | 0 | 0 | 0 | 0 | 0
8130 | [5 empty] | 0 | 0 | 0 | 0 | 0
8131 | [5 empty] | 0 | 0 | 0 | 0 | 0
8132 | [5 empty] | 0 | 0 | 0 | 0 | 0
8133 | [5 empty] | 0 | 0 | 0 | 0 | 0
8134 | [5 empty] | 0 | 0 | 0 | 0 | 0
8135 | [5 empty] | 0 | 0 | 0 | 0 | 3
8136 | [5 empty] | 0 | 0 | 0 | 0 | 2
8137 | [5 empty] | 0 | 0 | 0 | 0 | 0
8138 | [5 empty] | 0 | 0 | 0 | 0 | 0
8139 | [5 empty] | 0 | 0 | 0 | 0 | 0
8140 | [5 empty] | 0 | 0 | 0 | 0 | 0
8141 | [5 empty] | 0 | 0 | 0 | 0 | 0
8142 | [5 empty] | 0 | 0 | 0 | 0 | 0
8143 | [5 empty] | 0 | 0 | 0 | 0 | 0
8144 | [5 empty] | 0 | 0 | 0 | 0 | 0
8145 | [5 empty] | 0 | 0 | 0 | 0 | 0
8146 | [5 empty] | 0 | 0 | 0 | 0 | 0
8147 | [5 empty] | 0 | 0 | 0 | 0 | 3
8148 | [5 empty] | 0 | 0 | 0 | 0 | 2
8149 | [5 empty] | 0 | 0 | 0 | 0 | 0
8150 | [5 empty] | 0 | 0 | 0 | 0 | 0
8151 | [5 empty] | 0 | 0 | 0 | 0 | 0
8152 | [5 empty] | 0 | 0 | 0 | 0 | 0
8153 | [5 empty] | 0 | 0 | 0 | 0 | 0
8154 | [5 empty] | 0 | 0 | 0 | 0 | 2
8155 | [5 empty] | 0 | 0 | 0 | 0 | 0
8156 | [5 empty] | 0 | 0 | 0 | 0 | 0
8157 | [5 empty] | 0 | 0 | 0 | 0 | 0
8158 | [5 empty] | 0 | 0 | 0 | 0 | 0
8159 | [5 empty] | 0 | 0 | 0 | 0 | 0
8160 | [5 empty] | 0 | 0 | 0 | 0 | 0
8161 | [5 empty] | 0 | 0 | 0 | 0 | 0
8162 | [5 empty] | 0 | 0 | 0 | 0 | 0
8163 | [5 empty] | 0 | 0 | 0 | 0 | 0
8164 | [5 empty] | 0 | 0 | 0 | 0 | 0
8165 | [5 empty] | 0 | 0 | 0 | 0 | 0
8166 | [5 empty] | 0 | 0 | 0 | 0 | 0
8167 | [5 empty] | 0 | 0 | 0 | 0 | 0
8168 | [5 empty] | 0 | 0 | 0 | 0 | 0
8169 | [5 empty] | 0 | 0 | 0 | 0 | 0
8170 | [5 empty] | 0 | 0 | 0 | 0 | 0
8171 | [5 empty] | 0 | 0 | 0 | 0 | 0
8172 | [5 empty] | 0 | 0 | 0 | 0 | 0
8173 | [5 empty] | 0 | 0 | 0 | 0 | 0
8174 | [5 empty] | 0 | 0 | 0 | 0 | 0
8175 | [5 empty] | 0 | 0 | 0 | 0 | 0
8176 | [5 empty] | 0 | 0 | 0 | 0 | 0
8177 | [5 empty] | 0 | 0 | 0 | 0 | 0
8178 | [5 empty] | 0 | 0 | 0 | 0 | 0
8179 | [5 empty] | 0 | 0 | 0 | 0 | 0
8180 | [5 empty] | 0 | 0 | 0 | 0 | 0
8181 | [5 empty] | 0 | 0 | 0 | 0 | 0
8182 | [5 empty] | 0 | 0 | 0 | 0 | 2
8183 | [5 empty] | 0 | 0 | 0 | 0 | 0
8184 | [5 empty] | 0 | 0 | 0 | 0 | 0
8185 | [5 empty] | 0 | 0 | 0 | 0 | 0
8186 | [5 empty] | 0 | 0 | 0 | 0 | 0
8187 | [5 empty] | 0 | 0 | 0 | 0 | 0
8188 | [5 empty] | 0 | 0 | 0 | 0 | 0
8189 | [5 empty] | 0 | 0 | 0 | 0 | 0
8190 | [5 empty] | 0 | 0 | 0 | 0 | 0
8191 | [5 empty] | 0 | 0 | 0 | 0 | 0
8192 | [5 empty] | 0 | 0 | 0 | 0 | 0
8193 | [5 empty] | 0 | 0 | 0 | 0 | 0
8194 | [5 empty] | 0 | 0 | 0 | 0 | 0
8195 | [5 empty] | 0 | 0 | 0 | 0 | 0
8196 | [5 empty] | 0 | 0 | 0 | 0 | 0
8197 | [5 empty] | 0 | 0 | 0 | 0 | 0
8198 | [5 empty] | 0 | 0 | 0 | 0 | 0
8199 | [5 empty] | 0 | 0 | 0 | 0 | 0
8200 | [5 empty] | 0 | 0 | 0 | 0 | 0
8201 | [5 empty] | 0 | 0 | 0 | 0 | 0
8202 | [5 empty] | 0 | 0 | 0 | 0 | 0
8203 | [5 empty] | 0 | 0 | 0 | 0 | 0
8204 | [5 empty] | 0 | 0 | 0 | 0 | 0
8205 | [5 empty] | 0 | 0 | 0 | 0 | 0
8206 | [5 empty] | 0 | 0 | 0 | 0 | 0
8207 | [5 empty] | 0 | 0 | 0 | 0 | 0
8208 | [5 empty] | 0 | 0 | 0 | 0 | 0
8209 | [5 empty] | 0 | 0 | 0 | 0 | 0
8210 | [5 empty] | 0 | 0 | 0 | 0 | 0
8211 | [5 empty] | 0 | 0 | 0 | 0 | 0
8212 | [5 empty] | 0 | 0 | 0 | 0 | 0
8213 | [5 empty] | 0 | 0 | 0 | 0 | 0
8214 | [5 empty] | 0 | 0 | 0 | 0 | 0
8215 | [5 empty] | 0 | 0 | 0 | 0 | 2
8216 | [5 empty] | 0 | 0 | 0 | 0 | 0
8217 | [5 empty] | 0 | 0 | 0 | 0 | 0
8218 | [5 empty] | 0 | 0 | 0 | 0 | 0
8219 | [5 empty] | 0 | 0 | 0 | 0 | 0
8220 | [5 empty] | 0 | 0 | 0 | 0 | 3
8221 | [5 empty] | 0 | 0 | 0 | 0 | 3
8222 | [5 empty] | 0 | 0 | 0 | 0 | 3
8223 | [5 empty] | 0 | 0 | 0 | 0 | 3
8224 | [5 empty] | 0 | 0 | 0 | 0 | 3
8225 | [5 empty] | 0 | 0 | 0 | 0 | 3
8226 | [5 empty] | 0 | 0 | 0 | 0 | 3
8227 | [5 empty] | 0 | 0 | 0 | 0 | 2
8228 | [5 empty] | 0 | 0 | 0 | 0 | 0
8229 | [5 empty] | 0 | 0 | 0 | 0 | 0
8230 | [5 empty] | 0 | 0 | 0 | 0 | 0
8231 | [5 empty] | 0 | 0 | 0 | 0 | 0
8232 | [5 empty] | 0 | 0 | 0 | 0 | 0
8233 | [5 empty] | 0 | 0 | 0 | 0 | 2
8234 | [5 empty] | 0 | 0 | 0 | 0 | 0
8235 | [5 empty] | 0 | 0 | 0 | 0 | 0
8236 | [5 empty] | 0 | 0 | 0 | 0 | 0
8237 | [5 empty] | 0 | 0 | 0 | 0 | 0
8238 | [5 empty] | 0 | 0 | 0 | 0 | 0
8239 | [5 empty] | 0 | 0 | 0 | 0 | 0
8240 | [5 empty] | 0 | 0 | 0 | 0 | 0
8241 | [5 empty] | 0 | 0 | 0 | 0 | 0
8242 | [5 empty] | 0 | 0 | 0 | 0 | 0
8243 | [5 empty] | 0 | 0 | 0 | 0 | 0
8244 | [5 empty] | 0 | 0 | 0 | 0 | 0
8245 | [5 empty] | 0 | 0 | 0 | 0 | 0
8246 | [5 empty] | 0 | 0 | 0 | 0 | 0
8247 | [5 empty] | 0 | 0 | 0 | 0 | 0
8248 | [5 empty] | 0 | 0 | 0 | 0 | 0
8249 | [5 empty] | 0 | 0 | 0 | 0 | 0
8250 | [5 empty] | 0 | 0 | 0 | 0 | 0
8251 | [5 empty] | 0 | 0 | 0 | 0 | 0
8252 | [5 empty] | 0 | 0 | 0 | 0 | 0
8253 | [5 empty] | 0 | 0 | 0 | 0 | 0
8254 | [5 empty] | 0 | 0 | 0 | 0 | 0
8255 | [5 empty] | 0 | 0 | 0 | 0 | 0
8256 | [5 empty] | 0 | 0 | 0 | 0 | 0
8257 | [5 empty] | 0 | 0 | 0 | 0 | 0
8258 | [5 empty] | 0 | 0 | 0 | 0 | 0
8259 | [5 empty] | 0 | 0 | 0 | 0 | 0
8260 | [5 empty] | 0 | 0 | 0 | 0 | 2
8261 | [5 empty] | 0 | 0 | 0 | 0 | 0
8262 | [5 empty] | 0 | 0 | 0 | 0 | 0
8263 | [5 empty] | 0 | 0 | 0 | 0 | 0
8264 | [5 empty] | 0 | 0 | 0 | 0 | 0
8265 | [5 empty] | 0 | 0 | 0 | 0 | 0
8266 | [5 empty] | 0 | 0 | 0 | 0 | 0
8267 | [5 empty] | 0 | 0 | 0 | 0 | 0
8268 | [5 empty] | 0 | 0 | 0 | 0 | 0
8269 | [5 empty] | 0 | 0 | 0 | 0 | 0
8270 | [5 empty] | 0 | 0 | 0 | 0 | 0
8271 | [5 empty] | 0 | 0 | 0 | 0 | 0
8272 | [5 empty] | 0 | 0 | 0 | 0 | 0
8273 | [5 empty] | 0 | 0 | 0 | 0 | 0
8274 | [5 empty] | 0 | 0 | 0 | 0 | 0
8275 | [5 empty] | 0 | 0 | 0 | 0 | 0
8276 | [5 empty] | 0 | 0 | 0 | 0 | 0
8277 | [5 empty] | 0 | 0 | 0 | 0 | 0
8278 | [5 empty] | 0 | 0 | 0 | 0 | 0
8279 | [5 empty] | 0 | 0 | 0 | 0 | 0
8280 | [5 empty] | 0 | 0 | 0 | 0 | 0
8281 | [5 empty] | 0 | 0 | 0 | 0 | 0
8282 | [5 empty] | 0 | 0 | 0 | 0 | 0
8283 | [5 empty] | 0 | 0 | 0 | 0 | 0
8284 | [5 empty] | 0 | 0 | 0 | 0 | 0
8285 | [5 empty] | 0 | 0 | 0 | 0 | 0
8286 | [5 empty] | 0 | 0 | 0 | 0 | 0
8287 | [5 empty] | 0 | 0 | 0 | 0 | 0
8288 | [5 empty] | 0 | 0 | 0 | 0 | 0
8289 | [5 empty] | 0 | 0 | 0 | 0 | 0
8290 | [5 empty] | 0 | 0 | 0 | 0 | 0
8291 | [5 empty] | 0 | 0 | 0 | 0 | 0
8292 | [5 empty] | 0 | 0 | 0 | 0 | 0
8293 | [5 empty] | 0 | 0 | 0 | 0 | 0
8294 | [5 empty] | 0 | 0 | 0 | 0 | 0
8295 | [5 empty] | 0 | 0 | 0 | 0 | 0
8296 | [5 empty] | 0 | 0 | 0 | 0 | 0
8297 | [5 empty] | 0 | 0 | 0 | 0 | 0
8298 | [5 empty] | 0 | 0 | 0 | 0 | 0
8299 | [5 empty] | 0 | 0 | 0 | 0 | 0
8300 | [5 empty] | 0 | 0 | 0 | 0 | 0
8301 | [5 empty] | 0 | 0 | 0 | 0 | 0
8302 | [5 empty] | 0 | 0 | 0 | 0 | 0
8303 | [5 empty] | 0 | 0 | 0 | 0 | 0
8304 | [5 empty] | 0 | 0 | 0 | 0 | 0
8305 | [5 empty] | 0 | 0 | 0 | 0 | 0
8306 | [5 empty] | 0 | 0 | 0 | 0 | 0
8307 | [5 empty] | 0 | 0 | 1 | 0 | 0
8308 | [5 empty] | 0 | 0 | 0 | 0 | 0
8309 | [5 empty] | 0 | 0 | 0 | 0 | 0
8310 | [5 empty] | 0 | 0 | 0 | 0 | 0
8311 | [5 empty] | 0 | 0 | 0 | 0 | 0
8312 | [5 empty] | 0 | 0 | 0 | 0 | 0
8313 | [5 empty] | 0 | 0 | 0 | 0 | 0
8314 | [5 empty] | 0 | 0 | 0 | 3 | 0
8315 | [5 empty] | 0 | 0 | 0 | 0 | 0
8316 | [5 empty] | 0 | 0 | 0 | 0 | 0
8317 | [5 empty] | 0 | 0 | 0 | 0 | 0
8318 | [5 empty] | 0 | 0 | 0 | 0 | 0
8319 | [5 empty] | 0 | 0 | 0 | 0 | 0
8320 | [5 empty] | 0 | 0 | 0 | 0 | 0
8321 | [5 empty] | 0 | 0 | 0 | 0 | 0
8322 | [5 empty] | 0 | 0 | 0 | 0 | 0
8323 | [5 empty] | 0 | 0 | 0 | 0 | 0
8324 | [5 empty] | 0 | 0 | 0 | 0 | 0
8325 | [5 empty] | 0 | 0 | 0 | 0 | 0
8326 | [5 empty] | 0 | 0 | 0 | 0 | 0
8327 | [5 empty] | 0 | 0 | 0 | 0 | 0
8328 | [5 empty] | 0 | 0 | 0 | 0 | 0
8329 | [5 empty] | 0 | 0 | 0 | 0 | 0
8330 | [5 empty] | 0 | 0 | 0 | 0 | 0
8331 | [5 empty] | 0 | 0 | 0 | 0 | 0
8332 | [5 empty] | 0 | 0 | 3 | 0 | 0
8333 | [5 empty] | 0 | 0 | 0 | 0 | 0
8334 | [5 empty] | 0 | 0 | 0 | 0 | 0
8335 | [5 empty] | 0 | 0 | 0 | 0 | 0
8336 | [5 empty] | 0 | 0 | 0 | 0 | 0
8337 | [5 empty] | 0 | 0 | 0 | 0 | 0
8338 | [5 empty] | 0 | 0 | 0 | 0 | 0
8339 | [5 empty] | 0 | 0 | 0 | 0 | 0
8340 | [5 empty] | 0 | 0 | 0 | 0 | 0
8341 | [5 empty] | 0 | 0 | 0 | 0 | 0
8342 | [5 empty] | 0 | 0 | 0 | 0 | 0
8343 | [5 empty] | 0 | 0 | 0 | 0 | 0
8344 | [5 empty] | 0 | 0 | 0 | 0 | 0
8345 | [5 empty] | 0 | 0 | 0 | 0 | 0
8346 | [5 empty] | 0 | 0 | 0 | 0 | 0
8347 | [5 empty] | 0 | 0 | 0 | 0 | 0
8348 | [5 empty] | 0 | 0 | 0 | 0 | 0
8349 | [5 empty] | 0 | 0 | 0 | 0 | 0
8350 | [5 empty] | 0 | 0 | 0 | 0 | 0
8351 | [5 empty] | 0 | 0 | 0 | 0 | 0
8352 | [5 empty] | 0 | 0 | 0 | 0 | 0
8353 | [5 empty] | 0 | 0 | 0 | 0 | 0
8354 | [5 empty] | 0 | 0 | 0 | 0 | 0
8355 | [5 empty] | 0 | 0 | 0 | 0 | 0
8356 | [5 empty] | 0 | 0 | 0 | 0 | 0
8357 | [5 empty] | 0 | 0 | 0 | 0 | 0
8358 | [5 empty] | 0 | 0 | 0 | 0 | 0
8359 | [5 empty] | 0 | 0 | 0 | 0 | 0
8360 | [5 empty] | 0 | 0 | 0 | 0 | 0
8361 | [5 empty] | 0 | 0 | 0 | 0 | 0
8362 | [5 empty] | 0 | 0 | 0 | 0 | 0
8363 | [5 empty] | 0 | 0 | 0 | 0 | 0
8364 | [5 empty] | 0 | 0 | 0 | 0 | 0
8365 | [5 empty] | 0 | 0 | 0 | 0 | 0
8366 | [5 empty] | 0 | 0 | 0 | 0 | 0
8367 | [5 empty] | 0 | 0 | 0 | 0 | 0
8368 | [5 empty] | 0 | 0 | 0 | 0 | 0
8369 | [5 empty] | 0 | 0 | 0 | 0 | 0
8370 | [5 empty] | 0 | 0 | 0 | 0 | 0
8371 | [5 empty] | 0 | 0 | 0 | 0 | 0
8372 | [5 empty] | 0 | 0 | 0 | 0 | 0
8373 | [5 empty] | 0 | 0 | 0 | 0 | 0
8374 | [5 empty] | 0 | 0 | 0 | 0 | 0
8375 | [5 empty] | 0 | 0 | 0 | 0 | 0
8376 | [5 empty] | 0 | 0 | 0 | 0 | 0
8377 | [5 empty] | 0 | 3 | 0 | 0 | 0
8378 | [5 empty] | 0 | 0 | 0 | 0 | 0
8379 | [5 empty] | 0 | 0 | 0 | 0 | 0
8380 | [5 empty] | 0 | 0 | 0 | 0 | 0
8381 | [5 empty] | 0 | 0 | 0 | 0 | 0
8382 | [5 empty] | 0 | 0 | 0 | 0 | 0
8383 | [5 empty] | 0 | 0 | 0 | 0 | 0
8384 | [5 empty] | 0 | 0 | 0 | 0 | 0
8385 | [5 empty] | 0 | 0 | 0 | 0 | 0
8386 | [5 empty] | 0 | 0 | 0 | 0 | 0
8387 | [5 empty] | 0 | 0 | 0 | 0 | 0
8388 | [5 empty] | 0 | 0 | 0 | 0 | 0
8389 | [5 empty] | 0 | 0 | 0 | 0 | 0
8390 | [5 empty] | 0 | 0 | 0 | 0 | 0
8391 | [5 empty] | 0 | 0 | 0 | 0 | 0
8392 | [5 empty] | 0 | 0 | 0 | 0 | 0
8393 | [5 empty] | 0 | 0 | 0 | 0 | 0
8394 | [5 empty] | 0 | 0 | 0 | 0 | 0
8395 | [5 empty] | 0 | 0 | 0 | 0 | 0
8396 | [5 empty] | 0 | 0 | 0 | 0 | 0
8397 | [5 empty] | 0 | 0 | 0 | 0 | 0
8398 | [5 empty] | 0 | 0 | 0 | 0 | 0
8399 | [5 empty] | 0 | 0 | 0 | 0 | 0
8400 | [5 empty] | 0 | 0 | 0 | 0 | 0
8401 | [5 empty] | 0 | 0 | 0 | 0 | 0
8402 | [5 empty] | 0 | 0 | 0 | 0 | 0
8403 | [5 empty] | 0 | 0 | 0 | 0 | 0
8404 | [5 empty] | 0 | 0 | 0 | 0 | 0
8405 | [5 empty] | 0 | 0 | 0 | 0 | 0
8406 | [5 empty] | 0 | 0 | 0 | 0 | 0
8407 | [5 empty] | 0 | 0 | 0 | 0 | 0
8408 | [5 empty] | 0 | 0 | 0 | 0 | 0
8409 | [5 empty] | 0 | 0 | 0 | 0 | 0
8410 | [5 empty] | 0 | 0 | 0 | 0 | 0
8411 | [5 empty] | 0 | 0 | 0 | 0 | 0
8412 | [5 empty] | 0 | 0 | 0 | 0 | 0
8413 | [5 empty] | 0 | 0 | 0 | 0 | 0
8414 | [5 empty] | 0 | 0 | 0 | 0 | 0
8415 | [5 empty] | 0 | 0 | 0 | 0 | 0
8416 | [5 empty] | 0 | 0 | 0 | 0 | 0
8417 | [5 empty] | 0 | 0 | 0 | 0 | 0
8418 | [5 empty] | 0 | 0 | 0 | 0 | 0
8419 | [5 empty] | 0 | 0 | 0 | 0 | 0
8420 | [5 empty] | 0 | 0 | 0 | 0 | 0
8421 | [5 empty] | 0 | 0 | 0 | 0 | 0
8422 | [5 empty] | 0 | 0 | 0 | 0 | 0
8423 | [5 empty] | 0 | 0 | 0 | 0 | 0
8424 | [5 empty] | 0 | 0 | 0 | 0 | 0
8425 | [5 empty] | 0 | 0 | 0 | 0 | 0
8426 | [5 empty] | 0 | 0 | 0 | 0 | 0
8427 | [5 empty] | 0 | 0 | 0 | 0 | 0
8428 | [5 empty] | 0 | 0 | 0 | 0 | 0
8429 | [5 empty] | 0 | 0 | 0 | 0 | 0
8430 | [5 empty] | 0 | 0 | 0 | 0 | 0
8431 | [5 empty] | 0 | 0 | 0 | 0 | 0
8432 | [5 empty] | 0 | 0 | 0 | 0 | 0
8433 | [5 empty] | 0 | 0 | 0 | 0 | 0
8434 | [5 empty] | 0 | 0 | 0 | 0 | 0
8435 | [5 empty] | 0 | 0 | 0 | 0 | 0
8436 | [5 empty] | 0 | 0 | 0 | 0 | 0
8437 | [5 empty] | 0 | 0 | 0 | 0 | 0
8438 | [5 empty] | 0 | 0 | 0 | 0 | 0
8439 | [5 empty] | 0 | 0 | 0 | 0 | 0
8440 | [5 empty] | 0 | 0 | 0 | 0 | 0
8441 | [5 empty] | 0 | 0 | 0 | 0 | 0
8442 | [5 empty] | 0 | 0 | 0 | 0 | 0
8443 | [5 empty] | 0 | 0 | 0 | 0 | 0
8444 | [5 empty] | 0 | 0 | 0 | 0 | 0
8445 | [5 empty] | 0 | 0 | 0 | 0 | 0
8446 | [5 empty] | 0 | 0 | 0 | 0 | 0
8447 | [5 empty] | 0 | 0 | 0 | 0 | 0
8448 | [5 empty] | 0 | 0 | 0 | 0 | 0
8449 | [5 empty] | 0 | 0 | 0 | 0 | 0
8450 | [5 empty] | 0 | 0 | 0 | 0 | 0
8451 | [5 empty] | 0 | 0 | 0 | 0 | 0
8452 | [5 empty] | 0 | 0 | 0 | 0 | 0
8453 | [5 empty] | 0 | 0 | 0 | 0 | 0
8454 | [5 empty] | 0 | 0 | 0 | 0 | 0
8455 | [5 empty] | 0 | 0 | 0 | 0 | 0
8456 | [5 empty] | 0 | 0 | 0 | 0 | 0
8457 | [5 empty] | 0 | 0 | 0 | 0 | 0
8458 | [5 empty] | 0 | 0 | 0 | 0 | 0
8459 | [5 empty] | 0 | 0 | 0 | 0 | 0
8460 | [5 empty] | 0 | 0 | 0 | 0 | 0
8461 | [5 empty] | 0 | 0 | 0 | 0 | 0
8462 | [5 empty] | 0 | 0 | 0 | 0 | 0
8463 | [5 empty] | 0 | 0 | 0 | 0 | 0
8464 | [5 empty] | 0 | 0 | 0 | 0 | 0
8465 | [5 empty] | 0 | 0 | 0 | 0 | 0
8466 | [5 empty] | 0 | 0 | 0 | 0 | 0
8467 | [5 empty] | 0 | 0 | 0 | 0 | 0
8468 | [5 empty] | 0 | 0 | 0 | 0 | 0
8469 | [5 empty] | 0 | 0 | 0 | 0 | 0
8470 | [5 empty] | 0 | 0 | 0 | 0 | 0
8471 | [5 empty] | 0 | 0 | 0 | 0 | 0
8472 | [5 empty] | 0 | 0 | 0 | 0 | 0
8473 | [5 empty] | 0 | 0 | 0 | 0 | 0
8474 | [5 empty] | 0 | 0 | 0 | 0 | 0
8475 | [5 empty] | 0 | 0 | 0 | 0 | 0
8476 | [5 empty] | 0 | 0 | 0 | 0 | 0
8477 | [5 empty] | 0 | 0 | 0 | 0 | 0
8478 | [5 empty] | 0 | 0 | 0 | 0 | 0
8479 | [5 empty] | 0 | 0 | 0 | 0 | 0
8480 | [5 empty] | 0 | 0 | 0 | 0 | 0
8481 | [5 empty] | 0 | 0 | 0 | 0 | 0
8482 | [5 empty] | 0 | 0 | 0 | 0 | 0
8483 | [5 empty] | 0 | 0 | 0 | 0 | 0
8484 | [5 empty] | 0 | 0 | 0 | 0 | 0
8485 | [5 empty] | 0 | 0 | 0 | 0 | 0
8486 | [5 empty] | 0 | 0 | 0 | 0 | 0
8487 | [5 empty] | 0 | 0 | 0 | 0 | 0
8488 | [5 empty] | 0 | 0 | 0 | 0 | 0
8489 | [5 empty] | 0 | 0 | 0 | 0 | 0
8490 | [5 empty] | 0 | 0 | 0 | 0 | 0
8491 | [5 empty] | 0 | 0 | 0 | 0 | 0
8492 | [5 empty] | 0 | 0 | 0 | 0 | 0
8493 | [5 empty] | 0 | 0 | 0 | 0 | 0
8494 | [5 empty] | 0 | 0 | 0 | 0 | 0
8495 | [5 empty] | 0 | 0 | 0 | 0 | 0
8496 | [5 empty] | 0 | 0 | 0 | 0 | 0
8497 | [5 empty] | 0 | 0 | 0 | 0 | 0
8498 | [5 empty] | 0 | 0 | 0 | 0 | 0
8499 | [5 empty] | 0 | 0 | 0 | 0 | 0
8500 | [5 empty] | 0 | 0 | 0 | 0 | 0
8501 | [5 empty] | 0 | 0 | 0 | 0 | 0
8502 | [5 empty] | 0 | 0 | 0 | 0 | 0
8503 | [5 empty] | 0 | 0 | 0 | 0 | 0
8504 | [5 empty] | 0 | 0 | 0 | 0 | 0
8505 | [5 empty] | 0 | 0 | 0 | 0 | 0
8506 | [5 empty] | 0 | 0 | 0 | 0 | 0
8507 | [5 empty] | 0 | 0 | 0 | 0 | 0
8508 | [5 empty] | 0 | 0 | 0 | 0 | 0
8509 | [5 empty] | 0 | 0 | 0 | 0 | 0
8510 | [5 empty] | 0 | 0 | 0 | 0 | 0
8511 | [5 empty] | 0 | 0 | 0 | 0 | 0
8512 | [5 empty] | 0 | 0 | 0 | 0 | 0
8513 | [5 empty] | 0 | 0 | 0 | 0 | 0
8514 | [5 empty] | 0 | 0 | 0 | 0 | 0
8515 | [5 empty] | 0 | 0 | 0 | 0 | 0
8516 | [5 empty] | 0 | 0 | 0 | 0 | 0
8517 | [5 empty] | 0 | 0 | 0 | 0 | 0
8518 | [5 empty] | 0 | 0 | 0 | 0 | 0
8519 | [5 empty] | 0 | 0 | 0 | 0 | 0
8520 | [5 empty] | 0 | 0 | 0 | 0 | 0
8521 | [5 empty] | 0 | 0 | 0 | 0 | 0
8522 | [5 empty] | 0 | 0 | 0 | 0 | 0
8523 | [5 empty] | 0 | 0 | 0 | 0 | 0
8524 | [5 empty] | 0 | 0 | 0 | 0 | 0
8525 | [5 empty] | 0 | 0 | 0 | 0 | 0
8526 | [5 empty] | 0 | 0 | 0 | 0 | 0
8527 | [5 empty] | 0 | 0 | 0 | 0 | 0
8528 | [5 empty] | 0 | 0 | 0 | 0 | 0
8529 | [5 empty] | 0 | 0 | 0 | 0 | 0
8530 | [5 empty] | 0 | 0 | 0 | 0 | 0
8531 | [5 empty] | 0 | 0 | 0 | 0 | 0
8532 | [5 empty] | 0 | 0 | 0 | 0 | 0
8533 | [5 empty] | 0 | 0 | 0 | 0 | 0
8534 | [5 empty] | 0 | 0 | 0 | 0 | 0
8535 | [5 empty] | 0 | 0 | 0 | 0 | 0
8536 | [5 empty] | 0 | 0 | 0 | 0 | 0
8537 | [5 empty] | 0 | 0 | 0 | 0 | 0
8538 | [5 empty] | 0 | 0 | 0 | 0 | 0
8539 | [5 empty] | 0 | 0 | 0 | 0 | 0
8540 | [5 empty] | 0 | 0 | 0 | 0 | 0
8541 | [5 empty] | 0 | 0 | 0 | 0 | 0
8542 | [5 empty] | 0 | 0 | 0 | 0 | 0
8543 | [5 empty] | 0 | 0 | 0 | 0 | 0
8544 | [5 empty] | 0 | 0 | 0 | 0 | 0
8545 | [5 empty] | 0 | 0 | 0 | 0 | 0
8546 | [5 empty] | 0 | 0 | 0 | 0 | 0
8547 | [5 empty] | 0 | 0 | 0 | 0 | 0
8548 | [5 empty] | 0 | 0 | 0 | 0 | 0
8549 | [5 empty] | 0 | 0 | 0 | 0 | 0
8550 | [5 empty] | 0 | 0 | 0 | 0 | 0
8551 | [5 empty] | 0 | 0 | 0 | 0 | 0
8552 | [5 empty] | 0 | 0 | 0 | 0 | 0
8553 | [5 empty] | 0 | 0 | 0 | 0 | 0
8554 | [5 empty] | 0 | 0 | 0 | 0 | 0
8555 | [5 empty] | 0 | 0 | 0 | 0 | 0
8556 | [5 empty] | 0 | 0 | 0 | 0 | 0
8557 | [5 empty] | 0 | 0 | 0 | 0 | 0
8558 | [5 empty] | 0 | 0 | 0 | 0 | 0
8559 | [5 empty] | 0 | 0 | 0 | 0 | 0
8560 | [5 empty] | 0 | 0 | 0 | 0 | 0
8561 | [5 empty] | 0 | 0 | 0 | 0 | 0
8562 | [5 empty] | 0 | 0 | 0 | 0 | 0
8563 | [5 empty] | 0 | 0 | 0 | 0 | 0
8564 | [5 empty] | 0 | 0 | 0 | 0 | 0
8565 | [5 empty] | 0 | 0 | 0 | 0 | 0
8566 | [5 empty] | 0 | 0 | 0 | 0 | 0
8567 | [5 empty] | 0 | 0 | 0 | 0 | 0
8568 | [5 empty] | 0 | 0 | 0 | 0 | 0
8569 | [5 empty] | 0 | 0 | 0 | 0 | 0
8570 | [5 empty] | 0 | 0 | 0 | 0 | 0
8571 | [5 empty] | 0 | 0 | 0 | 0 | 0
8572 | [5 empty] | 0 | 0 | 0 | 0 | 0
8573 | [5 empty] | 0 | 0 | 0 | 0 | 0
8574 | [5 empty] | 0 | 0 | 0 | 0 | 0
8575 | [5 empty] | 0 | 0 | 0 | 0 | 0
8576 | [5 empty] | 0 | 0 | 0 | 0 | 0
8577 | [5 empty] | 0 | 0 | 0 | 0 | 0
8578 | [5 empty] | 0 | 0 | 0 | 0 | 0
8579 | [5 empty] | 0 | 0 | 0 | 0 | 0
8580 | [5 empty] | 0 | 0 | 0 | 0 | 0
8581 | [5 empty] | 0 | 0 | 0 | 0 | 0
8582 | [5 empty] | 0 | 0 | 0 | 0 | 0
8583 | [5 empty] | 0 | 0 | 0 | 0 | 0
8584 | [5 empty] | 0 | 0 | 0 | 0 | 0
8585 | [5 empty] | 0 | 0 | 0 | 0 | 0
8586 | [5 empty] | 0 | 0 | 0 | 0 | 0
8587 | [5 empty] | 0 | 0 | 0 | 0 | 0
8588 | [5 empty] | 0 | 0 | 0 | 0 | 0
8589 | [5 empty] | 0 | 0 | 0 | 0 | 0
8590 | [5 empty] | 0 | 0 | 0 | 0 | 0
8591 | [5 empty] | 0 | 0 | 0 | 0 | 0
8592 | [5 empty] | 0 | 0 | 0 | 0 | 0
8593 | [5 empty] | 0 | 0 | 0 | 0 | 0
8594 | [5 empty] | 0 | 0 | 0 | 0 | 0
8595 | [5 empty] | 0 | 0 | 0 | 0 | 0
8596 | [5 empty] | 0 | 0 | 0 | 0 | 0
8597 | [5 empty] | 0 | 0 | 0 | 0 | 0
8598 | [5 empty] | 0 | 0 | 0 | 0 | 0
8599 | [5 empty] | 0 | 0 | 0 | 0 | 0
8600 | [5 empty] | 0 | 0 | 0 | 0 | 0
8601 | [5 empty] | 0 | 0 | 0 | 0 | 0
8602 | [5 empty] | 0 | 0 | 0 | 0 | 0
8603 | [5 empty] | 0 | 0 | 0 | 0 | 0
8604 | [5 empty] | 0 | 0 | 0 | 0 | 0
8605 | [5 empty] | 0 | 0 | 0 | 0 | 0
8606 | [5 empty] | 0 | 0 | 0 | 0 | 0
8607 | [5 empty] | 0 | 0 | 0 | 0 | 0
8608 | [5 empty] | 0 | 0 | 0 | 0 | 0
8609 | [5 empty] | 0 | 0 | 0 | 0 | 0
8610 | [5 empty] | 0 | 0 | 0 | 0 | 0
8611 | [5 empty] | 0 | 0 | 0 | 0 | 0
8612 | [5 empty] | 0 | 0 | 0 | 0 | 0
8613 | [5 empty] | 0 | 0 | 0 | 0 | 0
8614 | [5 empty] | 0 | 0 | 0 | 0 | 0
8615 | [5 empty] | 0 | 0 | 0 | 0 | 0
8616 | [5 empty] | 0 | 0 | 0 | 0 | 0
8617 | [5 empty] | 0 | 0 | 0 | 0 | 0
8618 | [5 empty] | 0 | 0 | 0 | 0 | 0
8619 | [5 empty] | 0 | 0 | 0 | 0 | 0
8620 | [5 empty] | 0 | 0 | 0 | 0 | 0
8621 | [5 empty] | 0 | 0 | 0 | 0 | 0
8622 | [5 empty] | 0 | 0 | 0 | 0 | 0
8623 | [5 empty] | 0 | 0 | 0 | 0 | 0
8624 | [5 empty] | 0 | 0 | 0 | 0 | 0
8625 | [5 empty] | 0 | 0 | 0 | 0 | 0
8626 | [5 empty] | 0 | 0 | 0 | 0 | 0
8627 | [5 empty] | 0 | 0 | 0 | 0 | 0
8628 | [5 empty] | 0 | 0 | 0 | 0 | 0
8629 | [5 empty] | 0 | 0 | 0 | 0 | 0
8630 | [5 empty] | 0 | 0 | 0 | 0 | 0
8631 | [5 empty] | 0 | 0 | 0 | 0 | 0
8632 | [5 empty] | 0 | 0 | 0 | 0 | 0
8633 | [5 empty] | 0 | 0 | 0 | 0 | 0
8634 | [5 empty] | 0 | 0 | 0 | 0 | 0
8635 | [5 empty] | 0 | 0 | 0 | 0 | 0
8636 | [5 empty] | 0 | 0 | 0 | 0 | 0
8637 | [5 empty] | 0 | 0 | 0 | 0 | 0
8638 | [5 empty] | 0 | 0 | 0 | 0 | 0
8639 | [5 empty] | 0 | 0 | 0 | 0 | 0
8640 | [5 empty] | 0 | 0 | 0 | 0 | 0
8641 | [5 empty] | 0 | 0 | 0 | 0 | 0
8642 | [5 empty] | 0 | 0 | 0 | 0 | 0
8643 | [5 empty] | 0 | 0 | 0 | 0 | 0
8644 | [5 empty] | 0 | 0 | 0 | 0 | 0
8645 | [5 empty] | 0 | 0 | 0 | 0 | 0
8646 | [5 empty] | 0 | 0 | 0 | 0 | 0
8647 | [5 empty] | 0 | 0 | 0 | 0 | 0
8648 | [5 empty] | 0 | 0 | 0 | 0 | 0
8649 | [5 empty] | 0 | 0 | 0 | 0 | 0
8650 | [5 empty] | 0 | 0 | 0 | 0 | 0
8651 | [5 empty] | 0 | 0 | 0 | 0 | 0
8652 | [5 empty] | 0 | 0 | 0 | 0 | 0
8653 | [5 empty] | 0 | 0 | 0 | 0 | 0
8654 | [5 empty] | 0 | 0 | 0 | 0 | 0
8655 | [5 empty] | 0 | 0 | 0 | 0 | 0
8656 | [5 empty] | 0 | 0 | 0 | 0 | 0
8657 | [5 empty] | 0 | 0 | 0 | 0 | 0
8658 | [5 empty] | 0 | 0 | 0 | 0 | 0
8659 | [5 empty] | 0 | 0 | 0 | 0 | 0
8660 | [5 empty] | 0 | 0 | 0 | 0 | 0
8661 | [5 empty] | 0 | 0 | 0 | 0 | 0
8662 | [5 empty] | 0 | 0 | 0 | 0 | 0
8663 | [5 empty] | 0 | 0 | 0 | 0 | 0
8664 | [5 empty] | 0 | 0 | 0 | 0 | 0
8665 | [5 empty] | 0 | 0 | 0 | 0 | 0
8666 | [5 empty] | 0 | 0 | 0 | 0 | 0
8667 | [5 empty] | 0 | 0 | 0 | 0 | 0
8668 | [5 empty] | 0 | 0 | 0 | 0 | 0
8669 | [5 empty] | 0 | 0 | 0 | 0 | 0
8670 | [5 empty] | 0 | 0 | 0 | 0 | 0
8671 | [5 empty] | 0 | 0 | 0 | 0 | 0
8672 | [5 empty] | 0 | 0 | 0 | 0 | 0
8673 | [5 empty] | 0 | 0 | 0 | 0 | 0
8674 | [5 empty] | 0 | 0 | 0 | 0 | 0
8675 | [5 empty] | 0 | 0 | 0 | 0 | 0
8676 | [5 empty] | 0 | 0 | 0 | 0 | 0
8677 | [5 empty] | 0 | 0 | 0 | 0 | 0
8678 | [5 empty] | 0 | 0 | 0 | 0 | 0
8679 | [5 empty] | 0 | 0 | 0 | 0 | 0
8680 | [5 empty] | 0 | 0 | 0 | 0 | 0
8681 | [5 empty] | 0 | 0 | 0 | 0 | 0
8682 | [5 empty] | 0 | 0 | 0 | 0 | 0
8683 | [5 empty] | 0 | 0 | 0 | 0 | 0
8684 | [5 empty] | 0 | 0 | 0 | 0 | 0
8685 | [5 empty] | 0 | 0 | 0 | 0 | 0
8686 | [5 empty] | 0 | 0 | 0 | 0 | 0
8687 | [5 empty] | 0 | 0 | 0 | 0 | 0
8688 | [5 empty] | 0 | 0 | 0 | 0 | 0
8689 | [5 empty] | 0 | 0 | 0 | 0 | 0
8690 | [5 empty] | 0 | 0 | 0 | 0 | 0
8691 | [5 empty] | 0 | 0 | 0 | 0 | 0
8692 | [5 empty] | 0 | 0 | 0 | 0 | 0
8693 | [5 empty] | 0 | 0 | 0 | 0 | 0
8694 | [5 empty] | 0 | 0 | 0 | 0 | 0
8695 | [5 empty] | 0 | 0 | 0 | 0 | 0
8696 | [5 empty] | 0 | 0 | 0 | 0 | 0
8697 | [5 empty] | 0 | 0 | 0 | 0 | 0
8698 | [5 empty] | 0 | 0 | 0 | 0 | 0
8699 | [5 empty] | 0 | 0 | 0 | 0 | 0
8700 | [5 empty] | 0 | 0 | 0 | 0 | 0
8701 | [5 empty] | 0 | 0 | 0 | 0 | 0
8702 | [5 empty] | 0 | 0 | 0 | 0 | 0
8703 | [5 empty] | 0 | 0 | 0 | 0 | 0
8704 | [5 empty] | 0 | 0 | 0 | 0 | 0
8705 | [5 empty] | 0 | 0 | 0 | 0 | 0
8706 | [5 empty] | 0 | 0 | 0 | 0 | 0
8707 | [5 empty] | 0 | 0 | 0 | 0 | 0
8708 | [5 empty] | 0 | 0 | 0 | 0 | 0
8709 | [5 empty] | 0 | 0 | 0 | 0 | 0
8710 | [5 empty] | 0 | 0 | 0 | 0 | 0
8711 | [5 empty] | 0 | 0 | 0 | 0 | 0
8712 | [5 empty] | 0 | 0 | 0 | 0 | 0
8713 | [5 empty] | 0 | 0 | 0 | 0 | 0
8714 | [5 empty] | 0 | 0 | 0 | 0 | 0
8715 | [5 empty] | 0 | 0 | 0 | 0 | 0
8716 | [5 empty] | 0 | 0 | 0 | 0 | 0
8717 | [5 empty] | 0 | 0 | 0 | 0 | 0
8718 | [5 empty] | 0 | 0 | 0 | 0 | 0
8719 | [5 empty] | 0 | 0 | 0 | 0 | 0
8720 | [5 empty] | 0 | 0 | 0 | 0 | 0
8721 | [5 empty] | 0 | 0 | 0 | 0 | 0
8722 | [5 empty] | 0 | 0 | 0 | 0 | 0
8723 | [5 empty] | 0 | 0 | 0 | 0 | 0
8724 | [5 empty] | 0 | 0 | 0 | 0 | 0
8725 | [5 empty] | 0 | 0 | 0 | 0 | 0
8726 | [5 empty] | 0 | 0 | 0 | 0 | 0
8727 | [5 empty] | 0 | 0 | 0 | 0 | 0
8728 | [5 empty] | 0 | 0 | 0 | 0 | 0
8729 | [5 empty] | 0 | 0 | 0 | 0 | 0
8730 | [5 empty] | 0 | 0 | 0 | 0 | 0
8731 | [5 empty] | 0 | 0 | 0 | 0 | 0
8732 | [5 empty] | 0 | 0 | 0 | 0 | 0
8733 | [5 empty] | 0 | 0 | 0 | 0 | 0
8734 | [5 empty] | 0 | 0 | 0 | 0 | 0
8735 | [5 empty] | 0 | 0 | 0 | 0 | 0
8736 | [5 empty] | 0 | 0 | 0 | 0 | 0
8737 | [5 empty] | 0 | 0 | 0 | 0 | 0
8738 | [5 empty] | 0 | 0 | 0 | 0 | 0
8739 | [5 empty] | 0 | 0 | 0 | 0 | 0
8740 | [5 empty] | 0 | 0 | 0 | 0 | 0
8741 | [5 empty] | 0 | 0 | 0 | 0 | 0
8742 | [5 empty] | 0 | 0 | 0 | 0 | 0
8743 | [5 empty] | 0 | 0 | 0 | 0 | 0
8744 | [5 empty] | 0 | 0 | 0 | 0 | 0
8745 | [5 empty] | 0 | 0 | 0 | 0 | 0
8746 | [5 empty] | 0 | 0 | 0 | 0 | 0
8747 | [5 empty] | 0 | 0 | 0 | 0 | 0
8748 | [5 empty] | 0 | 0 | 0 | 0 | 0
8749 | [5 empty] | 0 | 0 | 0 | 0 | 0
8750 | [5 empty] | 0 | 0 | 0 | 0 | 0
8751 | [5 empty] | 0 | 0 | 0 | 0 | 0
8752 | [5 empty] | 0 | 0 | 0 | 0 | 0
8753 | [5 empty] | 0 | 0 | 0 | 0 | 0
8754 | [5 empty] | 0 | 0 | 0 | 0 | 0
8755 | [5 empty] | 0 | 0 | 0 | 0 | 0
8756 | [5 empty] | 0 | 0 | 0 | 0 | 0
8757 | [5 empty] | 0 | 0 | 0 | 0 | 0
8758 | [5 empty] | 0 | 0 | 0 | 0 | 0
8759 | [5 empty] | 0 | 0 | 0 | 0 | 0
8760 | [5 empty] | 0 | 0 | 0 | 0 | 0
8761 | [5 empty] | 0 | 0 | 0 | 0 | 0
8762 | [5 empty] | 0 | 0 | 0 | 0 | 0
8763 | [5 empty] | 0 | 0 | 0 | 0 | 0
8764 | [5 empty] | 0 | 0 | 0 | 0 | 0
8765 | [5 empty] | 0 | 0 | 0 | 0 | 0
8766 | [5 empty] | 0 | 0 | 0 | 0 | 0
8767 | [5 empty] | 0 | 0 | 0 | 0 | 0
8768 | [5 empty] | 0 | 0 | 0 | 0 | 0
8769 | [5 empty] | 0 | 0 | 0 | 0 | 0
8770 | [5 empty] | 0 | 0 | 0 | 0 | 0
8771 | [5 empty] | 0 | 0 | 0 | 0 | 0
8772 | [5 empty] | 0 | 0 | 0 | 0 | 0
8773 | [5 empty] | 0 | 0 | 0 | 0 | 0
8774 | [5 empty] | 0 | 0 | 0 | 0 | 0
8775 | [5 empty] | 0 | 0 | 0 | 0 | 0
8776 | [5 empty] | 0 | 0 | 0 | 0 | 0
8777 | [5 empty] | 0 | 0 | 0 | 0 | 0
8778 | [5 empty] | 0 | 0 | 0 | 0 | 0
8779 | [5 empty] | 0 | 0 | 0 | 0 | 0
8780 | [5 empty] | 0 | 0 | 0 | 0 | 0
8781 | [5 empty] | 0 | 0 | 0 | 0 | 0
8782 | [5 empty] | 0 | 0 | 0 | 0 | 0
8783 | [5 empty] | 0 | 0 | 0 | 0 | 0
8784 | [5 empty] | 0 | 0 | 0 | 0 | 0
8785 | [5 empty] | 0 | 0 | 0 | 0 | 0
8786 | [5 empty] | 0 | 0 | 0 | 0 | 0
8787 | [5 empty] | 0 | 0 | 0 | 0 | 0
8788 | [5 empty] | 0 | 0 | 0 | 0 | 0
8789 | [5 empty] | 0 | 0 | 0 | 0 | 0
8790 | [5 empty] | 0 | 0 | 0 | 0 | 0
8791 | [5 empty] | 0 | 0 | 0 | 0 | 0
8792 | [5 empty] | 0 | 0 | 0 | 0 | 0
8793 | [5 empty] | 0 | 0 | 0 | 0 | 0
8794 | [5 empty] | 0 | 0 | 0 | 0 | 0
8795 | [5 empty] | 0 | 0 | 0 | 0 | 0
8796 | [5 empty] | 0 | 0 | 0 | 0 | 0
8797 | [5 empty] | 0 | 0 | 0 | 0 | 0
8798 | [5 empty] | 0 | 0 | 0 | 0 | 0
8799 | [5 empty] | 0 | 0 | 0 | 0 | 0
8800 | [5 empty] | 0 | 0 | 0 | 0 | 0
8801 | [5 empty] | 0 | 0 | 0 | 0 | 0
8802 | [5 empty] | 0 | 0 | 0 | 0 | 0
8803 | [5 empty] | 0 | 0 | 0 | 0 | 0
8804 | [5 empty] | 0 | 0 | 0 | 0 | 0
8805 | [5 empty] | 0 | 0 | 0 | 0 | 0
8806 | [5 empty] | 0 | 0 | 0 | 0 | 0
8807 | [5 empty] | 0 | 0 | 0 | 0 | 0
8808 | [5 empty] | 0 | 0 | 0 | 0 | 0
8809 | [5 empty] | 0 | 0 | 0 | 0 | 0
8810 | [5 empty] | 0 | 0 | 0 | 0 | 0
8811 | [5 empty] | 0 | 0 | 0 | 0 | 0
8812 | [5 empty] | 0 | 0 | 0 | 0 | 0
8813 | [5 empty] | 0 | 0 | 0 | 0 | 0
8814 | [5 empty] | 0 | 0 | 0 | 0 | 0
8815 | [5 empty] | 0 | 0 | 0 | 0 | 0
8816 | [5 empty] | 0 | 0 | 0 | 0 | 0
8817 | [5 empty] | 0 | 0 | 0 | 0 | 0
8818 | [5 empty] | 0 | 0 | 0 | 0 | 0
8819 | [5 empty] | 0 | 0 | 0 | 0 | 0
8820 | [5 empty] | 0 | 0 | 0 | 0 | 0
8821 | [5 empty] | 0 | 0 | 0 | 0 | 0
8822 | [5 empty] | 0 | 0 | 0 | 0 | 0
8823 | [5 empty] | 0 | 0 | 0 | 0 | 0
8824 | [5 empty] | 0 | 0 | 0 | 0 | 0
8825 | [5 empty] | 0 | 0 | 0 | 0 | 0
8826 | [5 empty] | 0 | 0 | 0 | 0 | 0
8827 | [5 empty] | 0 | 0 | 0 | 0 | 0
8828 | [5 empty] | 0 | 0 | 0 | 0 | 0
8829 | [5 empty] | 0 | 0 | 0 | 0 | 0
8830 | [5 empty] | 0 | 0 | 0 | 0 | 0
8831 | [5 empty] | 0 | 0 | 0 | 0 | 0
8832 | [5 empty] | 0 | 0 | 0 | 0 | 0
8833 | [5 empty] | 0 | 0 | 0 | 0 | 0
8834 | [5 empty] | 0 | 0 | 0 | 0 | 0
8835 | [5 empty] | 0 | 0 | 0 | 0 | 0
8836 | [5 empty] | 0 | 0 | 0 | 0 | 0
8837 | [5 empty] | 0 | 0 | 0 | 0 | 0
8838 | [5 empty] | 0 | 0 | 0 | 0 | 0
8839 | [5 empty] | 0 | 0 | 0 | 0 | 0
8840 | [5 empty] | 0 | 0 | 0 | 0 | 0
8841 | [5 empty] | 0 | 0 | 0 | 0 | 0
8842 | [5 empty] | 0 | 0 | 0 | 0 | 0
8843 | [5 empty] | 0 | 0 | 0 | 0 | 0
8844 | [5 empty] | 0 | 0 | 0 | 0 | 0
8845 | [5 empty] | 0 | 0 | 0 | 0 | 0
8846 | [5 empty] | 0 | 0 | 0 | 0 | 0
8847 | [5 empty] | 0 | 0 | 0 | 0 | 0
8848 | [5 empty] | 0 | 0 | 0 | 0 | 0
8849 | [5 empty] | 0 | 0 | 0 | 0 | 0
8850 | [5 empty] | 0 | 0 | 0 | 0 | 0
8851 | [5 empty] | 0 | 0 | 0 | 0 | 0
8852 | [5 empty] | 0 | 0 | 0 | 0 | 0
8853 | [5 empty] | 0 | 0 | 0 | 0 | 0
8854 | [5 empty] | 0 | 0 | 0 | 0 | 0
8855 | [5 empty] | 0 | 0 | 0 | 0 | 0
8856 | [5 empty] | 0 | 0 | 0 | 0 | 0
8857 | [5 empty] | 0 | 0 | 0 | 0 | 0
8858 | [5 empty] | 0 | 0 | 0 | 0 | 0
8859 | [5 empty] | 0 | 0 | 0 | 0 | 0
8860 | [5 empty] | 0 | 0 | 0 | 0 | 0
8861 | [5 empty] | 0 | 0 | 0 | 0 | 0
8862 | [5 empty] | 0 | 0 | 0 | 0 | 0
8863 | [5 empty] | 0 | 0 | 0 | 0 | 0
8864 | [5 empty] | 0 | 0 | 0 | 0 | 0
8865 | [5 empty] | 0 | 0 | 0 | 0 | 0
8866 | [5 empty] | 0 | 0 | 0 | 0 | 0
8867 | [5 empty] | 0 | 0 | 0 | 0 | 0
8868 | [5 empty] | 0 | 0 | 0 | 0 | 0
8869 | [5 empty] | 0 | 0 | 0 | 0 | 0
8870 | [5 empty] | 0 | 0 | 0 | 0 | 0
8871 | [5 empty] | 0 | 0 | 0 | 0 | 0
8872 | [5 empty] | 0 | 0 | 0 | 0 | 0
8873 | [5 empty] | 0 | 0 | 0 | 0 | 0
8874 | [5 empty] | 0 | 0 | 0 | 0 | 0
8875 | [5 empty] | 0 | 0 | 0 | 0 | 0
8876 | [5 empty] | 0 | 0 | 0 | 0 | 0
8877 | [5 empty] | 0 | 0 | 0 | 0 | 0
8878 | [5 empty] | 0 | 0 | 0 | 0 | 0
8879 | [5 empty] | 0 | 0 | 0 | 0 | 0
8880 | [5 empty] | 0 | 0 | 0 | 0 | 0
8881 | [5 empty] | 0 | 0 | 0 | 0 | 0
8882 | [5 empty] | 0 | 0 | 0 | 0 | 0
8883 | [5 empty] | 0 | 0 | 0 | 0 | 0
8884 | [5 empty] | 0 | 0 | 0 | 0 | 0
8885 | [5 empty] | 0 | 0 | 0 | 0 | 0
8886 | [5 empty] | 0 | 0 | 0 | 0 | 0
8887 | [5 empty] | 0 | 0 | 0 | 0 | 0
8888 | [5 empty] | 0 | 0 | 0 | 0 | 0
8889 | [5 empty] | 0 | 0 | 0 | 0 | 0
8890 | [5 empty] | 0 | 0 | 0 | 0 | 0
8891 | [5 empty] | 0 | 0 | 0 | 0 | 0
8892 | [5 empty] | 0 | 0 | 0 | 0 | 0
8893 | [5 empty] | 0 | 0 | 0 | 0 | 0
8894 | [5 empty] | 0 | 0 | 0 | 0 | 0
8895 | [5 empty] | 0 | 0 | 0 | 0 | 0
8896 | [5 empty] | 0 | 0 | 0 | 0 | 0
8897 | [5 empty] | 0 | 0 | 0 | 0 | 0
8898 | [5 empty] | 0 | 0 | 0 | 0 | 0
8899 | [5 empty] | 0 | 0 | 0 | 0 | 0
8900 | [5 empty] | 0 | 0 | 0 | 0 | 0
8901 | [5 empty] | 0 | 0 | 0 | 0 | 0
8902 | [5 empty] | 0 | 0 | 0 | 0 | 0
8903 | [5 empty] | 0 | 0 | 0 | 0 | 0
8904 | [5 empty] | 0 | 0 | 0 | 0 | 0
8905 | [5 empty] | 0 | 0 | 0 | 0 | 0
8906 | [5 empty] | 0 | 0 | 0 | 0 | 0
8907 | [5 empty] | 0 | 0 | 0 | 0 | 0
8908 | [5 empty] | 0 | 0 | 0 | 0 | 0
8909 | [5 empty] | 0 | 0 | 0 | 0 | 0
8910 | [5 empty] | 0 | 0 | 0 | 0 | 0
8911 | [5 empty] | 0 | 0 | 0 | 0 | 0
8912 | [5 empty] | 0 | 0 | 0 | 0 | 0
8913 | [5 empty] | 0 | 0 | 0 | 0 | 0
8914 | [5 empty] | 0 | 0 | 0 | 0 | 0
8915 | [5 empty] | 0 | 0 | 0 | 0 | 0
8916 | [5 empty] | 0 | 0 | 0 | 0 | 0
8917 | [5 empty] | 0 | 0 | 0 | 0 | 0
8918 | [5 empty] | 0 | 0 | 0 | 0 | 0
8919 | [5 empty] | 0 | 0 | 0 | 0 | 0
8920 | [5 empty] | 0 | 0 | 0 | 0 | 0
8921 | [5 empty] | 0 | 0 | 0 | 0 | 0
8922 | [5 empty] | 0 | 0 | 0 | 0 | 0
8923 | [5 empty] | 0 | 0 | 0 | 0 | 0
8924 | [5 empty] | 0 | 0 | 0 | 0 | 0
8925 | [5 empty] | 0 | 0 | 0 | 0 | 0
8926 | [5 empty] | 0 | 0 | 0 | 0 | 0
8927 | [5 empty] | 0 | 0 | 0 | 0 | 0
8928 | [5 empty] | 0 | 0 | 0 | 0 | 0
8929 | [5 empty] | 0 | 0 | 0 | 0 | 0
8930 | [5 empty] | 0 | 0 | 0 | 0 | 0
8931 | [5 empty] | 0 | 0 | 0 | 0 | 0
8932 | [5 empty] | 0 | 0 | 0 | 0 | 0
8933 | [5 empty] | 0 | 0 | 0 | 0 | 0
8934 | [5 empty] | 0 | 0 | 0 | 0 | 0
8935 | [5 empty] | 0 | 0 | 0 | 0 | 1
8936 | [5 empty] | 0 | 0 | 0 | 0 | 0
8937 | [5 empty] | 0 | 0 | 0 | 0 | 0
8938 | [5 empty] | 0 | 0 | 0 | 0 | 0
8939 | [5 empty] | 0 | 0 | 0 | 0 | 0
8940 | [5 empty] | 0 | 0 | 0 | 0 | 0
8941 | [5 empty] | 0 | 0 | 0 | 0 | 0
8942 | [5 empty] | 0 | 0 | 0 | 0 | 0
8943 | [5 empty] | 0 | 0 | 0 | 0 | 0
8944 | [5 empty] | 0 | 0 | 0 | 0 | 0
8945 | [5 empty] | 0 | 0 | 0 | 0 | 0
8946 | [5 empty] | 0 | 0 | 0 | 0 | 0
8947 | [5 empty] | 0 | 0 | 0 | 0 | 0
8948 | [5 empty] | 0 | 0 | 0 | 0 | 0
8949 | [5 empty] | 0 | 0 | 0 | 0 | 1
8950 | [5 empty] | 0 | 0 | 0 | 0 | 0
8951 | [5 empty] | 0 | 0 | 0 | 0 | 3
8952 | [5 empty] | 0 | 0 | 0 | 0 | 3
8953 | [5 empty] | 0 | 0 | 0 | 0 | 3
8954 | [5 empty] | 0 | 0 | 0 | 0 | 3
8955 | [5 empty] | 0 | 0 | 0 | 0 | 3
8956 | [5 empty] | 0 | 0 | 0 | 0 | 3
8957 | [5 empty] | 0 | 0 | 0 | 0 | 3
8958 | [5 empty] | 0 | 0 | 0 | 0 | 4
8959 | [5 empty] | 0 | 0 | 0 | 0 | 0
8960 | [5 empty] | 0 | 0 | 0 | 0 | 0
8961 | [5 empty] | 0 | 0 | 0 | 0 | 0
8962 | [5 empty] | 0 | 0 | 0 | 0 | 0
8963 | [5 empty] | 0 | 0 | 0 | 0 | 0
8964 | [5 empty] | 0 | 0 | 0 | 0 | 0
8965 | [5 empty] | 0 | 0 | 0 | 0 | 0
8966 | [5 empty] | 0 | 0 | 0 | 0 | 0
8967 | [5 empty] | 0 | 0 | 0 | 0 | 0
8968 | [5 empty] | 0 | 0 | 0 | 0 | 0
8969 | [5 empty] | 0 | 0 | 0 | 0 | 0
8970 | [5 empty] | 0 | 0 | 0 | 0 | 1
8971 | [5 empty] | 0 | 0 | 0 | 0 | 0
8972 | [5 empty] | 0 | 0 | 0 | 0 | 1
8973 | [5 empty] | 0 | 0 | 0 | 0 | 0
8974 | [5 empty] | 0 | 0 | 0 | 0 | 0
8975 | [5 empty] | 0 | 0 | 0 | 0 | 0
8976 | [5 empty] | 0 | 0 | 0 | 0 | 0
8977 | [5 empty] | 0 | 0 | 0 | 0 | 0
8978 | [5 empty] | 0 | 0 | 0 | 0 | 0
8979 | [5 empty] | 0 | 0 | 0 | 0 | 0
8980 | [5 empty] | 0 | 0 | 0 | 0 | 0
8981 | [5 empty] | 0 | 3 | 0 | 0 | 0
8982 | [5 empty] | 0 | 3 | 0 | 0 | 0
8983 | [5 empty] | 0 | 3 | 0 | 0 | 0
8984 | [5 empty] | 0 | 2 | 0 | 0 | 0
8985 | [5 empty] | 0 | 0 | 0 | 0 | 0
8986 | [5 empty] | 0 | 0 | 0 | 0 | 0
8987 | [5 empty] | 0 | 0 | 0 | 0 | 0
8988 | [5 empty] | 2 | 0 | 0 | 0 | 0
8989 | [5 empty] | 0 | 0 | 0 | 0 | 0
8990 | [5 empty] | 0 | 0 | 1 | 0 | 0
8991 | [5 empty] | 0 | 0 | 0 | 0 | 0
8992 | [5 empty] | 0 | 0 | 0 | 0 | 0
8993 | [5 empty] | 0 | 0 | 0 | 0 | 0
8994 | [5 empty] | 0 | 0 | 0 | 0 | 0
8995 | [5 empty] | 0 | 0 | 0 | 0 | 0
8996 | [5 empty] | 0 | 1 | 0 | 0 | 0
8997 | [5 empty] | 0 | 0 | 0 | 0 | 0
8998 | [5 empty] | 0 | 0 | 0 | 0 | 0
8999 | [5 empty] | 0 | 0 | 0 | 0 | 0
9000 | [5 empty] | 0 | 0 | 0 | 0 | 0
9001 | [5 empty] | 0 | 0 | 0 | 0 | 0
9002 | [5 empty] | 0 | 0 | 0 | 0 | 0
9003 | [5 empty] | 0 | 0 | 0 | 0 | 0
9004 | [5 empty] | 0 | 0 | 0 | 0 | 0
9005 | [5 empty] | 0 | 0 | 0 | 0 | 0
9006 | [5 empty] | 0 | 0 | 0 | 0 | 0
9007 | [5 empty] | 0 | 0 | 0 | 0 | 0
9008 | [5 empty] | 0 | 0 | 0 | 0 | 0
9009 | [5 empty] | 0 | 0 | 0 | 0 | 0
9010 | [5 empty] | 0 | 0 | 0 | 4 | 0
9011 | [5 empty] | 0 | 0 | 1 | 0 | 0
9012 | [5 empty] | 0 | 0 | 0 | 0 | 0
9013 | [5 empty] | 0 | 0 | 0 | 0 | 0
9014 | [5 empty] | 0 | 0 | 0 | 0 | 0
9015 | [5 empty] | 0 | 0 | 0 | 0 | 0
9016 | [5 empty] | 0 | 0 | 0 | 0 | 0
9017 | [5 empty] | 0 | 0 | 0 | 0 | 0
9018 | [5 empty] | 0 | 4 | 0 | 0 | 0
9019 | [5 empty] | 0 | 0 | 0 | 0 | 0
9020 | [5 empty] | 0 | 0 | 0 | 0 | 0
9021 | [5 empty] | 0 | 0 | 0 | 0 | 0
9022 | [5 empty] | 0 | 0 | 0 | 0 | 0
9023 | [5 empty] | 0 | 0 | 0 | 0 | 0
9024 | [5 empty] | 0 | 0 | 0 | 2 | 0
9025 | [5 empty] | 0 | 0 | 0 | 0 | 0
9026 | [5 empty] | 0 | 0 | 0 | 0 | 0
9027 | [5 empty] | 0 | 0 | 0 | 0 | 0
9028 | [5 empty] | 0 | 0 | 0 | 0 | 0
9029 | [5 empty] | 0 | 0 | 0 | 0 | 0
9030 | [5 empty] | 3 | 0 | 0 | 0 | 0
9031 | [5 empty] | 2 | 0 | 0 | 0 | 0
9032 | [5 empty] | 0 | 0 | 0 | 0 | 0
9033 | [5 empty] | 0 | 0 | 0 | 0 | 0
9034 | [5 empty] | 0 | 0 | 0 | 0 | 0
9035 | [5 empty] | 0 | 0 | 0 | 0 | 0
9036 | [5 empty] | 0 | 0 | 0 | 0 | 0
9037 | [5 empty] | 0 | 0 | 0 | 0 | 0
9038 | [5 empty] | 0 | 0 | 0 | 0 | 0
9039 | [5 empty] | 0 | 0 | 0 | 0 | 0
9040 | [5 empty] | 0 | 0 | 1 | 0 | 0
9041 | [5 empty] | 0 | 0 | 0 | 0 | 0
9042 | [5 empty] | 0 | 0 | 0 | 0 | 0
9043 | [5 empty] | 0 | 0 | 0 | 0 | 0
9044 | [5 empty] | 0 | 0 | 0 | 0 | 0
9045 | [5 empty] | 0 | 0 | 0 | 0 | 0
9046 | [5 empty] | 0 | 0 | 0 | 0 | 0
9047 | [5 empty] | 0 | 0 | 0 | 0 | 0
9048 | [5 empty] | 0 | 0 | 0 | 0 | 0
9049 | [5 empty] | 0 | 0 | 0 | 0 | 0
9050 | [5 empty] | 0 | 0 | 3 | 0 | 0
9051 | [5 empty] | 0 | 0 | 3 | 0 | 0
9052 | [5 empty] | 0 | 0 | 0 | 0 | 0
9053 | [5 empty] | 0 | 0 | 0 | 0 | 0
9054 | [5 empty] | 0 | 1 | 0 | 0 | 0
9055 | [5 empty] | 0 | 0 | 0 | 4 | 0
9056 | [5 empty] | 0 | 0 | 0 | 0 | 0
9057 | [5 empty] | 0 | 0 | 0 | 0 | 0
9058 | [5 empty] | 0 | 0 | 0 | 2 | 0
9059 | [5 empty] | 0 | 0 | 0 | 0 | 0
9060 | [5 empty] | 0 | 0 | 0 | 0 | 0
9061 | [5 empty] | 0 | 0 | 0 | 2 | 0
9062 | [5 empty] | 0 | 0 | 0 | 0 | 0
9063 | [5 empty] | 0 | 0 | 0 | 0 | 0
9064 | [5 empty] | 0 | 0 | 0 | 0 | 0
9065 | [5 empty] | 0 | 0 | 0 | 0 | 0
9066 | [5 empty] | 0 | 0 | 0 | 0 | 0
9067 | [5 empty] | 0 | 0 | 0 | 2 | 0
9068 | [5 empty] | 0 | 0 | 0 | 0 | 0
9069 | [5 empty] | 0 | 0 | 0 | 0 | 0
9070 | [5 empty] | 0 | 0 | 0 | 0 | 0
9071 | [5 empty] | 0 | 0 | 0 | 0 | 0
9072 | [5 empty] | 0 | 0 | 0 | 0 | 0
9073 | [5 empty] | 0 | 1 | 3 | 0 | 0
9074 | [5 empty] | 0 | 0 | 3 | 0 | 0
9075 | [5 empty] | 2 | 0 | 3 | 0 | 0
9076 | [5 empty] | 0 | 0 | 3 | 0 | 0
9077 | [5 empty] | 0 | 0 | 2 | 0 | 0
9078 | [5 empty] | 0 | 0 | 0 | 0 | 0
9079 | [5 empty] | 0 | 0 | 0 | 0 | 0
9080 | [5 empty] | 0 | 0 | 0 | 0 | 0
9081 | [5 empty] | 0 | 0 | 0 | 0 | 0
9082 | [5 empty] | 0 | 0 | 0 | 0 | 0
9083 | [5 empty] | 0 | 0 | 0 | 0 | 0
9084 | [5 empty] | 0 | 0 | 0 | 0 | 0
9085 | [5 empty] | 0 | 0 | 0 | 0 | 0
9086 | [5 empty] | 0 | 0 | 0 | 0 | 0
9087 | [5 empty] | 0 | 0 | 1 | 0 | 0
9088 | [5 empty] | 0 | 0 | 0 | 0 | 0
9089 | [5 empty] | 0 | 0 | 0 | 0 | 0
9090 | [5 empty] | 0 | 0 | 0 | 0 | 0
9091 | [5 empty] | 0 | 0 | 0 | 0 | 0
9092 | [5 empty] | 0 | 0 | 0 | 0 | 0
9093 | [5 empty] | 0 | 0 | 0 | 0 | 0
9094 | [5 empty] | 0 | 0 | 0 | 0 | 0
9095 | [5 empty] | 0 | 0 | 0 | 0 | 0
9096 | [5 empty] | 0 | 0 | 0 | 0 | 0
9097 | [5 empty] | 0 | 0 | 0 | 0 | 0
9098 | [5 empty] | 0 | 0 | 0 | 0 | 0
9099 | [5 empty] | 0 | 0 | 0 | 0 | 0
9100 | [5 empty] | 0 | 0 | 0 | 3 | 0
9101 | [5 empty] | 0 | 0 | 0 | 3 | 0
9102 | [5 empty] | 0 | 0 | 0 | 3 | 0
9103 | [5 empty] | 0 | 0 | 0 | 3 | 0
9104 | [5 empty] | 0 | 0 | 0 | 3 | 0
9105 | [5 empty] | 0 | 0 | 0 | 3 | 0
9106 | [5 empty] | 0 | 0 | 0 | 3 | 0
9107 | [5 empty] | 0 | 0 | 0 | 3 | 0
9108 | [5 empty] | 0 | 0 | 0 | 3 | 0
9109 | [5 empty] | 0 | 0 | 0 | 3 | 0
9110 | [5 empty] | 0 | 0 | 0 | 2 | 0
9111 | [5 empty] | 0 | 0 | 0 | 0 | 0
9112 | [5 empty] | 0 | 0 | 0 | 0 | 0
9113 | [5 empty] | 0 | 0 | 1 | 0 | 0
9114 | [5 empty] | 0 | 0 | 0 | 2 | 0
9115 | [5 empty] | 0 | 0 | 0 | 0 | 0
9116 | [5 empty] | 0 | 0 | 0 | 0 | 0
9117 | [5 empty] | 0 | 0 | 0 | 0 | 0
9118 | [5 empty] | 0 | 0 | 0 | 0 | 0
9119 | [5 empty] | 0 | 0 | 0 | 0 | 0
9120 | [5 empty] | 0 | 0 | 0 | 0 | 0
9121 | [5 empty] | 0 | 0 | 0 | 0 | 0
9122 | [5 empty] | 0 | 0 | 0 | 0 | 0
9123 | [5 empty] | 0 | 0 | 0 | 0 | 0
9124 | [5 empty] | 0 | 0 | 0 | 0 | 0
9125 | [5 empty] | 0 | 0 | 0 | 0 | 0
9126 | [5 empty] | 0 | 0 | 0 | 0 | 0
9127 | [5 empty] | 0 | 0 | 0 | 0 | 0
9128 | [5 empty] | 0 | 0 | 0 | 0 | 0
9129 | [5 empty] | 0 | 0 | 0 | 0 | 0
9130 | [5 empty] | 0 | 0 | 0 | 0 | 0
9131 | [5 empty] | 0 | 0 | 0 | 0 | 0
9132 | [5 empty] | 0 | 0 | 0 | 0 | 0
9133 | [5 empty] | 0 | 0 | 0 | 0 | 0
9134 | [5 empty] | 0 | 0 | 0 | 2 | 0
9135 | [5 empty] | 0 | 0 | 0 | 0 | 0
9136 | [5 empty] | 0 | 0 | 0 | 0 | 0
9137 | [5 empty] | 0 | 0 | 0 | 0 | 0
9138 | [5 empty] | 0 | 0 | 0 | 0 | 0
9139 | [5 empty] | 0 | 0 | 0 | 0 | 0
9140 | [5 empty] | 0 | 0 | 0 | 0 | 0
9141 | [5 empty] | 0 | 0 | 0 | 0 | 0
9142 | [5 empty] | 0 | 0 | 0 | 0 | 0
9143 | [5 empty] | 0 | 0 | 0 | 0 | 0
9144 | [5 empty] | 0 | 0 | 0 | 0 | 0
9145 | [5 empty] | 0 | 0 | 0 | 0 | 0
9146 | [5 empty] | 0 | 0 | 0 | 0 | 0
9147 | [5 empty] | 0 | 0 | 0 | 0 | 0
9148 | [5 empty] | 0 | 0 | 0 | 0 | 0
9149 | [5 empty] | 0 | 0 | 0 | 0 | 0
9150 | [5 empty] | 0 | 0 | 0 | 0 | 0
9151 | [5 empty] | 0 | 0 | 0 | 0 | 0
9152 | [5 empty] | 0 | 0 | 1 | 0 | 0
9153 | [5 empty] | 0 | 0 | 0 | 0 | 0
9154 | [5 empty] | 0 | 0 | 0 | 0 | 0
9155 | [5 empty] | 0 | 0 | 0 | 0 | 0
9156 | [5 empty] | 0 | 0 | 0 | 0 | 0
9157 | [5 empty] | 0 | 0 | 0 | 0 | 0
9158 | [5 empty] | 0 | 0 | 0 | 0 | 0
9159 | [5 empty] | 0 | 0 | 0 | 0 | 0
9160 | [5 empty] | 0 | 0 | 0 | 0 | 0
9161 | [5 empty] | 0 | 0 | 0 | 0 | 0
9162 | [5 empty] | 0 | 0 | 0 | 0 | 0
9163 | [5 empty] | 0 | 0 | 0 | 0 | 0
9164 | [5 empty] | 0 | 0 | 0 | 0 | 0
9165 | [5 empty] | 0 | 0 | 0 | 0 | 0
9166 | [5 empty] | 0 | 0 | 0 | 0 | 0
9167 | [5 empty] | 0 | 0 | 0 | 0 | 0
9168 | [5 empty] | 0 | 0 | 0 | 0 | 0
9169 | [5 empty] | 0 | 0 | 0 | 0 | 0
9170 | [5 empty] | 0 | 0 | 0 | 0 | 0
9171 | [5 empty] | 0 | 0 | 0 | 0 | 0
9172 | [5 empty] | 0 | 0 | 0 | 0 | 0
9173 | [5 empty] | 0 | 0 | 0 | 0 | 0
9174 | [5 empty] | 0 | 0 | 0 | 0 | 0
9175 | [5 empty] | 0 | 0 | 0 | 0 | 0
9176 | [5 empty] | 0 | 0 | 0 | 0 | 0
9177 | [5 empty] | 0 | 0 | 0 | 0 | 0
9178 | [5 empty] | 0 | 0 | 0 | 0 | 0
9179 | [5 empty] | 0 | 0 | 0 | 0 | 0
9180 | [5 empty] | 0 | 0 | 0 | 0 | 0
9181 | [5 empty] | 0 | 0 | 0 | 0 | 0
9182 | [5 empty] | 0 | 0 | 0 | 0 | 0
9183 | [5 empty] | 0 | 0 | 0 | 0 | 0
9184 | [5 empty] | 0 | 0 | 0 | 0 | 0
9185 | [5 empty] | 0 | 0 | 0 | 0 | 0
9186 | [5 empty] | 0 | 0 | 1 | 0 | 0
9187 | [5 empty] | 0 | 0 | 0 | 0 | 0
9188 | [5 empty] | 0 | 0 | 0 | 0 | 0
9189 | [5 empty] | 0 | 0 | 0 | 0 | 0
9190 | [5 empty] | 0 | 0 | 0 | 0 | 0
9191 | [5 empty] | 0 | 0 | 0 | 0 | 0
9192 | [5 empty] | 0 | 0 | 0 | 0 | 0
9193 | [5 empty] | 0 | 0 | 0 | 0 | 0
9194 | [5 empty] | 0 | 0 | 0 | 0 | 0
9195 | [5 empty] | 0 | 0 | 0 | 0 | 0
9196 | [5 empty] | 0 | 0 | 0 | 0 | 0
9197 | [5 empty] | 0 | 0 | 0 | 0 | 0
9198 | [5 empty] | 0 | 0 | 0 | 0 | 0
9199 | [5 empty] | 0 | 0 | 0 | 0 | 0
9200 | [5 empty] | 0 | 0 | 0 | 0 | 0
9201 | [5 empty] | 0 | 0 | 0 | 0 | 0
9202 | [5 empty] | 0 | 0 | 0 | 0 | 0
9203 | [5 empty] | 0 | 0 | 0 | 0 | 0
9204 | [5 empty] | 0 | 0 | 0 | 0 | 0
9205 | [5 empty] | 0 | 0 | 0 | 0 | 0
9206 | [5 empty] | 0 | 0 | 0 | 0 | 0
9207 | [5 empty] | 0 | 0 | 0 | 0 | 0
9208 | [5 empty] | 0 | 0 | 0 | 0 | 0
9209 | [5 empty] | 0 | 0 | 0 | 0 | 0
9210 | [5 empty] | 0 | 0 | 0 | 0 | 0
9211 | [5 empty] | 0 | 0 | 0 | 0 | 0
9212 | [5 empty] | 0 | 0 | 0 | 0 | 0
9213 | [5 empty] | 0 | 0 | 0 | 0 | 4
9214 | [5 empty] | 0 | 0 | 0 | 0 | 0
9215 | [5 empty] | 0 | 0 | 0 | 0 | 0
9216 | [5 empty] | 0 | 0 | 0 | 0 | 0
9217 | [5 empty] | 0 | 0 | 0 | 0 | 0
9218 | [5 empty] | 0 | 0 | 0 | 0 | 0
9219 | [5 empty] | 0 | 0 | 0 | 0 | 0
9220 | [5 empty] | 0 | 0 | 0 | 0 | 0
9221 | [5 empty] | 0 | 0 | 0 | 0 | 0
9222 | [5 empty] | 0 | 0 | 0 | 0 | 0
9223 | [5 empty] | 0 | 0 | 0 | 0 | 0
9224 | [5 empty] | 0 | 0 | 0 | 0 | 0
9225 | [5 empty] | 0 | 0 | 0 | 0 | 0
9226 | [5 empty] | 0 | 0 | 0 | 0 | 1
9227 | [5 empty] | 0 | 0 | 0 | 0 | 0
9228 | [5 empty] | 0 | 0 | 0 | 0 | 0
9229 | [5 empty] | 0 | 0 | 0 | 0 | 3
9230 | [5 empty] | 0 | 0 | 0 | 0 | 3
9231 | [5 empty] | 0 | 0 | 0 | 0 | 3
9232 | [5 empty] | 0 | 0 | 0 | 0 | 2
9233 | [5 empty] | 0 | 0 | 0 | 0 | 0
9234 | [5 empty] | 0 | 0 | 0 | 0 | 0
9235 | [5 empty] | 0 | 0 | 0 | 0 | 0
9236 | [5 empty] | 0 | 0 | 0 | 0 | 0
9237 | [5 empty] | 0 | 0 | 0 | 0 | 0
9238 | [5 empty] | 0 | 0 | 0 | 0 | 0
9239 | [5 empty] | 0 | 0 | 0 | 0 | 0
9240 | [5 empty] | 0 | 0 | 0 | 0 | 0
9241 | [5 empty] | 0 | 0 | 0 | 0 | 0
9242 | [5 empty] | 0 | 0 | 0 | 0 | 0
9243 | [5 empty] | 0 | 0 | 0 | 0 | 0
9244 | [5 empty] | 0 | 0 | 0 | 0 | 0
9245 | [5 empty] | 0 | 0 | 0 | 0 | 0
9246 | [5 empty] | 0 | 0 | 0 | 0 | 0
9247 | [5 empty] | 0 | 0 | 0 | 0 | 0
9248 | [5 empty] | 0 | 0 | 0 | 0 | 0
9249 | [5 empty] | 0 | 0 | 0 | 0 | 0
9250 | [5 empty] | 0 | 0 | 0 | 0 | 0
9251 | [5 empty] | 0 | 0 | 0 | 0 | 0
9252 | [5 empty] | 0 | 0 | 0 | 0 | 0
9253 | [5 empty] | 0 | 0 | 0 | 0 | 0
9254 | [5 empty] | 0 | 0 | 0 | 0 | 0
9255 | [5 empty] | 0 | 0 | 0 | 0 | 0
9256 | [5 empty] | 0 | 0 | 0 | 0 | 0
9257 | [5 empty] | 0 | 0 | 0 | 0 | 0
9258 | [5 empty] | 0 | 0 | 0 | 0 | 0
9259 | [5 empty] | 0 | 0 | 0 | 0 | 0
9260 | [5 empty] | 0 | 0 | 0 | 0 | 0
9261 | [5 empty] | 0 | 0 | 0 | 0 | 0
9262 | [5 empty] | 0 | 0 | 0 | 0 | 0
9263 | [5 empty] | 0 | 0 | 0 | 0 | 0
9264 | [5 empty] | 0 | 0 | 0 | 0 | 0
9265 | [5 empty] | 0 | 0 | 0 | 0 | 0
9266 | [5 empty] | 0 | 0 | 0 | 0 | 0
9267 | [5 empty] | 0 | 0 | 0 | 0 | 0
9268 | [5 empty] | 0 | 0 | 0 | 0 | 0
9269 | [5 empty] | 0 | 0 | 0 | 0 | 0
9270 | [5 empty] | 0 | 0 | 0 | 0 | 0
9271 | [5 empty] | 0 | 0 | 0 | 0 | 1
9272 | [5 empty] | 0 | 0 | 0 | 0 | 0
9273 | [5 empty] | 0 | 0 | 0 | 0 | 0
9274 | [5 empty] | 0 | 0 | 0 | 0 | 0
9275 | [5 empty] | 0 | 0 | 0 | 0 | 0
9276 | [5 empty] | 0 | 0 | 0 | 0 | 0
9277 | [5 empty] | 0 | 0 | 0 | 0 | 0
9278 | [5 empty] | 0 | 0 | 0 | 0 | 0
9279 | [5 empty] | 0 | 0 | 0 | 0 | 1
9280 | [5 empty] | 0 | 0 | 0 | 0 | 0
9281 | [5 empty] | 0 | 0 | 0 | 0 | 0
9282 | [5 empty] | 0 | 0 | 0 | 0 | 0
9283 | [5 empty] | 0 | 0 | 0 | 0 | 0
9284 | [5 empty] | 0 | 0 | 0 | 0 | 0
9285 | [5 empty] | 0 | 0 | 0 | 0 | 0
9286 | [5 empty] | 0 | 0 | 0 | 0 | 0
9287 | [5 empty] | 0 | 0 | 0 | 0 | 0
9288 | [5 empty] | 0 | 0 | 0 | 0 | 0
9289 | [5 empty] | 0 | 0 | 0 | 0 | 0
9290 | [5 empty] | 0 | 0 | 0 | 0 | 0
9291 | [5 empty] | 0 | 0 | 0 | 0 | 1
9292 | [5 empty] | 0 | 0 | 0 | 0 | 0
9293 | [5 empty] | 0 | 0 | 0 | 0 | 0
9294 | [5 empty] | 0 | 0 | 0 | 0 | 0
9295 | [5 empty] | 0 | 0 | 0 | 0 | 0
9296 | [5 empty] | 0 | 0 | 0 | 0 | 1
9297 | [5 empty] | 0 | 0 | 0 | 0 | 0
9298 | [5 empty] | 0 | 0 | 0 | 0 | 0
9299 | [5 empty] | 0 | 0 | 0 | 0 | 0
9300 | [5 empty] | 0 | 0 | 0 | 0 | 0
9301 | [5 empty] | 0 | 0 | 0 | 0 | 0
9302 | [5 empty] | 0 | 0 | 0 | 0 | 0
9303 | [5 empty] | 0 | 0 | 0 | 0 | 0
9304 | [5 empty] | 0 | 0 | 0 | 0 | 0
9305 | [5 empty] | 0 | 0 | 0 | 0 | 0
9306 | [5 empty] | 0 | 0 | 0 | 0 | 0
9307 | [5 empty] | 0 | 0 | 0 | 0 | 0
9308 | [5 empty] | 0 | 0 | 0 | 0 | 0
9309 | [5 empty] | 0 | 0 | 0 | 0 | 0
9310 | [5 empty] | 0 | 0 | 0 | 0 | 0
9311 | [5 empty] | 0 | 0 | 0 | 0 | 0
9312 | [5 empty] | 0 | 0 | 0 | 0 | 0
9313 | [5 empty] | 0 | 0 | 0 | 0 | 0
9314 | [5 empty] | 0 | 0 | 0 | 0 | 0
9315 | [5 empty] | 0 | 0 | 0 | 0 | 0
9316 | [5 empty] | 0 | 0 | 0 | 0 | 0
9317 | [5 empty] | 0 | 0 | 0 | 0 | 0
9318 | [5 empty] | 0 | 0 | 0 | 0 | 0
9319 | [5 empty] | 0 | 0 | 0 | 0 | 0
9320 | [5 empty] | 0 | 0 | 0 | 0 | 0
9321 | [5 empty] | 0 | 0 | 0 | 0 | 0
9322 | [5 empty] | 0 | 0 | 0 | 0 | 0
9323 | [5 empty] | 0 | 0 | 0 | 0 | 0
9324 | [5 empty] | 0 | 0 | 0 | 0 | 0
9325 | [5 empty] | 0 | 0 | 0 | 0 | 0
9326 | [5 empty] | 0 | 0 | 0 | 0 | 0
9327 | [5 empty] | 0 | 0 | 0 | 0 | 0
9328 | [5 empty] | 0 | 0 | 0 | 0 | 0
9329 | [5 empty] | 0 | 0 | 0 | 0 | 0
9330 | [5 empty] | 0 | 0 | 0 | 0 | 0
9331 | [5 empty] | 0 | 0 | 0 | 0 | 0
9332 | [5 empty] | 0 | 0 | 0 | 0 | 0
9333 | [5 empty] | 0 | 0 | 0 | 0 | 0
9334 | [5 empty] | 0 | 0 | 0 | 0 | 0
9335 | [5 empty] | 0 | 0 | 0 | 0 | 0
9336 | [5 empty] | 0 | 0 | 0 | 0 | 0
9337 | [5 empty] | 0 | 0 | 0 | 0 | 0
9338 | [5 empty] | 0 | 0 | 0 | 0 | 0
9339 | [5 empty] | 0 | 0 | 0 | 0 | 0
9340 | [5 empty] | 0 | 0 | 0 | 0 | 0
9341 | [5 empty] | 0 | 0 | 0 | 0 | 0
9342 | [5 empty] | 0 | 0 | 0 | 0 | 0
9343 | [5 empty] | 0 | 0 | 0 | 0 | 0
9344 | [5 empty] | 0 | 0 | 0 | 0 | 0
9345 | [5 empty] | 0 | 0 | 0 | 0 | 0
9346 | [5 empty] | 0 | 0 | 0 | 0 | 0
9347 | [5 empty] | 0 | 0 | 0 | 0 | 0
9348 | [5 empty] | 0 | 0 | 0 | 0 | 0
9349 | [5 empty] | 0 | 0 | 0 | 0 | 0
9350 | [5 empty] | 0 | 0 | 0 | 0 | 0
9351 | [5 empty] | 0 | 0 | 0 | 0 | 0
9352 | [5 empty] | 0 | 0 | 0 | 0 | 0
9353 | [5 empty] | 0 | 0 | 0 | 0 | 0
9354 | [5 empty] | 0 | 0 | 0 | 0 | 0
9355 | [5 empty] | 0 | 0 | 0 | 0 | 0
9356 | [5 empty] | 0 | 0 | 0 | 0 | 0
9357 | [5 empty] | 0 | 0 | 0 | 0 | 0
9358 | [5 empty] | 0 | 0 | 0 | 0 | 0
9359 | [5 empty] | 0 | 0 | 0 | 0 | 0
9360 | [5 empty] | 0 | 0 | 0 | 0 | 0
9361 | [5 empty] | 0 | 0 | 0 | 0 | 0
9362 | [5 empty] | 0 | 0 | 0 | 0 | 0
9363 | [5 empty] | 0 | 0 | 0 | 0 | 0
9364 | [5 empty] | 0 | 0 | 0 | 0 | 0
9365 | [5 empty] | 0 | 0 | 0 | 0 | 0
9366 | [5 empty] | 0 | 0 | 0 | 0 | 0
9367 | [5 empty] | 0 | 0 | 0 | 0 | 0
9368 | [5 empty] | 0 | 0 | 0 | 0 | 0
9369 | [5 empty] | 0 | 0 | 0 | 0 | 0
9370 | [5 empty] | 0 | 0 | 0 | 0 | 0
9371 | [5 empty] | 0 | 0 | 0 | 0 | 0
9372 | [5 empty] | 0 | 0 | 0 | 0 | 0
9373 | [5 empty] | 0 | 0 | 0 | 0 | 0
9374 | [5 empty] | 0 | 0 | 0 | 0 | 0
9375 | [5 empty] | 0 | 0 | 0 | 0 | 0
9376 | [5 empty] | 0 | 0 | 0 | 0 | 0
9377 | [5 empty] | 0 | 0 | 0 | 0 | 0
9378 | [5 empty] | 0 | 0 | 0 | 0 | 0
9379 | [5 empty] | 0 | 0 | 0 | 0 | 0
9380 | [5 empty] | 0 | 0 | 0 | 0 | 0
9381 | [5 empty] | 0 | 0 | 0 | 0 | 0
9382 | [5 empty] | 0 | 0 | 0 | 0 | 0
9383 | [5 empty] | 0 | 0 | 0 | 0 | 0
9384 | [5 empty] | 0 | 0 | 0 | 0 | 0
9385 | [5 empty] | 0 | 0 | 0 | 0 | 0
9386 | [5 empty] | 0 | 0 | 0 | 0 | 0
9387 | [5 empty] | 0 | 0 | 0 | 0 | 0
9388 | [5 empty] | 0 | 0 | 0 | 0 | 0
9389 | [5 empty] | 0 | 0 | 0 | 0 | 0
9390 | [5 empty] | 0 | 0 | 0 | 0 | 0
9391 | [5 empty] | 0 | 0 | 0 | 0 | 0
9392 | [5 empty] | 0 | 0 | 0 | 0 | 0
9393 | [5 empty] | 0 | 0 | 0 | 0 | 0
9394 | [5 empty] | 0 | 0 | 0 | 0 | 0
9395 | [5 empty] | 0 | 0 | 0 | 0 | 0
9396 | [5 empty] | 0 | 0 | 0 | 0 | 0
9397 | [5 empty] | 0 | 0 | 0 | 0 | 0
9398 | [5 empty] | 0 | 0 | 0 | 0 | 0
9399 | [5 empty] | 0 | 0 | 0 | 0 | 0
9400 | [5 empty] | 0 | 0 | 0 | 0 | 0
9401 | [5 empty] | 0 | 0 | 0 | 0 | 0
9402 | [5 empty] | 0 | 0 | 0 | 0 | 0
9403 | [5 empty] | 0 | 0 | 0 | 0 | 0
9404 | [5 empty] | 0 | 0 | 0 | 0 | 0
9405 | [5 empty] | 0 | 0 | 0 | 0 | 0
9406 | [5 empty] | 0 | 0 | 0 | 0 | 0
9407 | [5 empty] | 0 | 0 | 0 | 0 | 0
9408 | [5 empty] | 0 | 0 | 0 | 0 | 0
9409 | [5 empty] | 0 | 0 | 0 | 0 | 0
9410 | [5 empty] | 0 | 0 | 0 | 0 | 0
9411 | [5 empty] | 0 | 0 | 0 | 0 | 0
9412 | [5 empty] | 0 | 0 | 0 | 0 | 0
9413 | [5 empty] | 0 | 0 | 0 | 0 | 0
9414 | [5 empty] | 0 | 0 | 0 | 0 | 0
9415 | [5 empty] | 0 | 0 | 0 | 0 | 0
9416 | [5 empty] | 0 | 0 | 0 | 0 | 0
9417 | [5 empty] | 0 | 0 | 0 | 0 | 0
9418 | [5 empty] | 0 | 0 | 0 | 0 | 0
9419 | [5 empty] | 0 | 0 | 0 | 0 | 0
9420 | [5 empty] | 0 | 0 | 0 | 0 | 0
9421 | [5 empty] | 0 | 0 | 0 | 0 | 0
9422 | [5 empty] | 0 | 0 | 0 | 0 | 0
9423 | [5 empty] | 0 | 0 | 0 | 0 | 0
9424 | [5 empty] | 0 | 0 | 0 | 0 | 0
9425 | [5 empty] | 0 | 0 | 0 | 0 | 0
9426 | [5 empty] | 0 | 0 | 0 | 0 | 0
9427 | [5 empty] | 0 | 0 | 0 | 0 | 0
9428 | [5 empty] | 0 | 0 | 0 | 0 | 0
9429 | [5 empty] | 0 | 0 | 0 | 0 | 0
9430 | [5 empty] | 0 | 0 | 0 | 0 | 0
9431 | [5 empty] | 0 | 0 | 0 | 0 | 0
9432 | [5 empty] | 0 | 0 | 0 | 0 | 0
9433 | [5 empty] | 0 | 0 | 0 | 0 | 0
9434 | [5 empty] | 0 | 0 | 0 | 0 | 0
9435 | [5 empty] | 0 | 0 | 0 | 0 | 0
9436 | [5 empty] | 0 | 0 | 0 | 0 | 0
9437 | [5 empty] | 0 | 0 | 0 | 0 | 0
9438 | [5 empty] | 0 | 0 | 0 | 0 | 0
9439 | [5 empty] | 0 | 0 | 0 | 0 | 0
9440 | [5 empty] | 0 | 0 | 0 | 0 | 0
9441 | [5 empty] | 0 | 0 | 0 | 0 | 0
9442 | [5 empty] | 0 | 0 | 0 | 0 | 0
9443 | [5 empty] | 0 | 0 | 0 | 0 | 0
9444 | [5 empty] | 0 | 0 | 0 | 0 | 0
9445 | [5 empty] | 0 | 0 | 0 | 0 | 0
9446 | [5 empty] | 0 | 0 | 0 | 0 | 0
9447 | [5 empty] | 0 | 0 | 0 | 0 | 0
9448 | [5 empty] | 0 | 0 | 0 | 0 | 0
9449 | [5 empty] | 0 | 0 | 0 | 0 | 0
9450 | [5 empty] | 0 | 0 | 0 | 0 | 0
9451 | [5 empty] | 0 | 0 | 0 | 0 | 0
9452 | [5 empty] | 0 | 0 | 0 | 0 | 0
9453 | [5 empty] | 0 | 0 | 0 | 0 | 0
9454 | [5 empty] | 0 | 0 | 0 | 0 | 0
9455 | [5 empty] | 0 | 0 | 0 | 0 | 0
9456 | [5 empty] | 0 | 0 | 0 | 0 | 0
9457 | [5 empty] | 0 | 0 | 0 | 0 | 0
9458 | [5 empty] | 0 | 0 | 0 | 0 | 0
9459 | [5 empty] | 0 | 0 | 0 | 0 | 0
9460 | [5 empty] | 0 | 0 | 0 | 0 | 0
9461 | [5 empty] | 0 | 0 | 0 | 0 | 0
9462 | [5 empty] | 0 | 0 | 0 | 0 | 0
9463 | [5 empty] | 0 | 0 | 0 | 0 | 0
9464 | [5 empty] | 0 | 0 | 0 | 0 | 0
9465 | [5 empty] | 0 | 0 | 0 | 0 | 0
9466 | [5 empty] | 0 | 0 | 0 | 0 | 0
9467 | [5 empty] | 0 | 0 | 0 | 0 | 0
9468 | [5 empty] | 0 | 0 | 0 | 0 | 0
9469 | [5 empty] | 0 | 0 | 0 | 0 | 0
9470 | [5 empty] | 0 | 0 | 0 | 0 | 0
9471 | [5 empty] | 0 | 0 | 0 | 0 | 0
9472 | [5 empty] | 0 | 0 | 0 | 0 | 0
9473 | [5 empty] | 0 | 0 | 0 | 0 | 0
9474 | [5 empty] | 0 | 0 | 0 | 0 | 0
9475 | [5 empty] | 0 | 0 | 0 | 0 | 0
9476 | [5 empty] | 0 | 0 | 0 | 0 | 0
9477 | [5 empty] | 0 | 0 | 0 | 0 | 0
9478 | [5 empty] | 0 | 0 | 0 | 0 | 0
9479 | [5 empty] | 0 | 0 | 0 | 0 | 0
9480 | [5 empty] | 0 | 0 | 0 | 0 | 0
9481 | [5 empty] | 0 | 0 | 0 | 0 | 0
9482 | [5 empty] | 0 | 0 | 0 | 0 | 0
9483 | [5 empty] | 0 | 0 | 0 | 0 | 0
9484 | [5 empty] | 0 | 0 | 0 | 0 | 0
9485 | [5 empty] | 0 | 0 | 0 | 0 | 0
9486 | [5 empty] | 0 | 0 | 0 | 1 | 0
9487 | [5 empty] | 0 | 0 | 0 | 0 | 0
9488 | [5 empty] | 0 | 0 | 0 | 0 | 0
9489 | [5 empty] | 0 | 0 | 0 | 0 | 0
9490 | [5 empty] | 0 | 0 | 0 | 0 | 0
9491 | [5 empty] | 0 | 0 | 0 | 0 | 0
9492 | [5 empty] | 0 | 0 | 0 | 0 | 0
9493 | [5 empty] | 0 | 0 | 0 | 0 | 0
9494 | [5 empty] | 0 | 0 | 0 | 0 | 0
9495 | [5 empty] | 0 | 0 | 0 | 0 | 0
9496 | [5 empty] | 0 | 0 | 0 | 0 | 0
9497 | [5 empty] | 0 | 0 | 0 | 0 | 0
9498 | [5 empty] | 0 | 0 | 0 | 0 | 0
9499 | [5 empty] | 0 | 0 | 0 | 0 | 0
9500 | [5 empty] | 0 | 0 | 0 | 0 | 0
9501 | [5 empty] | 0 | 0 | 0 | 0 | 0
9502 | [5 empty] | 0 | 0 | 0 | 0 | 0
9503 | [5 empty] | 0 | 0 | 0 | 0 | 0
9504 | [5 empty] | 0 | 0 | 0 | 0 | 0
9505 | [5 empty] | 0 | 0 | 0 | 0 | 0
9506 | [5 empty] | 0 | 0 | 0 | 0 | 0
9507 | [5 empty] | 0 | 0 | 0 | 0 | 0
9508 | [5 empty] | 0 | 0 | 0 | 0 | 0
9509 | [5 empty] | 0 | 0 | 0 | 0 | 0
9510 | [5 empty] | 0 | 0 | 0 | 0 | 0
9511 | [5 empty] | 0 | 0 | 0 | 0 | 0
9512 | [5 empty] | 0 | 0 | 0 | 0 | 0
9513 | [5 empty] | 0 | 0 | 0 | 0 | 0
9514 | [5 empty] | 0 | 0 | 0 | 0 | 0
9515 | [5 empty] | 0 | 0 | 0 | 0 | 0
9516 | [5 empty] | 0 | 0 | 0 | 0 | 0
9517 | [5 empty] | 0 | 0 | 0 | 1 | 0
9518 | [5 empty] | 0 | 0 | 0 | 0 | 0
9519 | [5 empty] | 0 | 0 | 0 | 0 | 0
9520 | [5 empty] | 0 | 0 | 0 | 4 | 0
9521 | [5 empty] | 0 | 0 | 0 | 0 | 0
9522 | [5 empty] | 0 | 0 | 0 | 0 | 0
9523 | [5 empty] | 0 | 0 | 0 | 0 | 0
9524 | [5 empty] | 0 | 0 | 0 | 0 | 0
9525 | [5 empty] | 0 | 0 | 0 | 1 | 0
9526 | [5 empty] | 0 | 0 | 0 | 0 | 0
9527 | [5 empty] | 0 | 0 | 0 | 0 | 0
9528 | [5 empty] | 2 | 0 | 0 | 0 | 0
9529 | [5 empty] | 0 | 0 | 0 | 0 | 0
9530 | [5 empty] | 0 | 0 | 0 | 0 | 0
9531 | [5 empty] | 0 | 0 | 0 | 0 | 0
9532 | [5 empty] | 0 | 0 | 0 | 0 | 0
9533 | [5 empty] | 0 | 0 | 0 | 0 | 0
9534 | [5 empty] | 0 | 0 | 0 | 0 | 0
9535 | [5 empty] | 0 | 0 | 0 | 0 | 0
9536 | [5 empty] | 0 | 0 | 0 | 0 | 0
9537 | [5 empty] | 0 | 0 | 0 | 0 | 0
9538 | [5 empty] | 0 | 0 | 0 | 0 | 0
9539 | [5 empty] | 0 | 0 | 0 | 0 | 0
9540 | [5 empty] | 0 | 0 | 0 | 0 | 0
9541 | [5 empty] | 2 | 0 | 0 | 0 | 0
9542 | [5 empty] | 0 | 0 | 0 | 0 | 0
9543 | [5 empty] | 0 | 0 | 0 | 0 | 0
9544 | [5 empty] | 0 | 0 | 0 | 0 | 0
9545 | [5 empty] | 0 | 0 | 0 | 0 | 0
9546 | [5 empty] | 0 | 0 | 0 | 0 | 0
9547 | [5 empty] | 0 | 0 | 0 | 0 | 0
9548 | [5 empty] | 0 | 0 | 0 | 0 | 0
9549 | [5 empty] | 0 | 0 | 0 | 0 | 0
9550 | [5 empty] | 0 | 0 | 0 | 0 | 0
9551 | [5 empty] | 0 | 0 | 0 | 0 | 0
9552 | [5 empty] | 0 | 0 | 0 | 0 | 0
9553 | [5 empty] | 0 | 0 | 0 | 0 | 0
9554 | [5 empty] | 0 | 0 | 0 | 0 | 0
9555 | [5 empty] | 0 | 0 | 0 | 0 | 0
9556 | [5 empty] | 0 | 0 | 0 | 0 | 0
9557 | [5 empty] | 0 | 0 | 0 | 0 | 0
9558 | [5 empty] | 0 | 0 | 0 | 0 | 0
9559 | [5 empty] | 0 | 0 | 0 | 0 | 0
9560 | [5 empty] | 0 | 0 | 0 | 0 | 0
9561 | [5 empty] | 0 | 0 | 0 | 0 | 0
9562 | [5 empty] | 0 | 0 | 0 | 0 | 0
9563 | [5 empty] | 0 | 0 | 0 | 0 | 0
9564 | [5 empty] | 0 | 0 | 0 | 0 | 0
9565 | [5 empty] | 0 | 0 | 0 | 0 | 0
9566 | [5 empty] | 0 | 0 | 0 | 0 | 3
9567 | [5 empty] | 0 | 0 | 0 | 0 | 2
9568 | [5 empty] | 0 | 0 | 0 | 0 | 0
9569 | [5 empty] | 0 | 0 | 0 | 0 | 0
9570 | [5 empty] | 0 | 0 | 0 | 0 | 0
9571 | [5 empty] | 0 | 0 | 0 | 0 | 0
9572 | [5 empty] | 0 | 0 | 0 | 1 | 0
9573 | [5 empty] | 0 | 0 | 0 | 0 | 0
9574 | [5 empty] | 0 | 0 | 0 | 0 | 0
9575 | [5 empty] | 0 | 0 | 0 | 0 | 0
9576 | [5 empty] | 0 | 0 | 0 | 0 | 0
9577 | [5 empty] | 0 | 0 | 0 | 0 | 0
9578 | [5 empty] | 0 | 0 | 0 | 0 | 0
9579 | [5 empty] | 0 | 0 | 0 | 0 | 0
9580 | [5 empty] | 0 | 0 | 0 | 0 | 0
9581 | [5 empty] | 0 | 0 | 0 | 0 | 0
9582 | [5 empty] | 0 | 0 | 0 | 0 | 0
9583 | [5 empty] | 0 | 0 | 0 | 0 | 0
9584 | [5 empty] | 0 | 0 | 0 | 1 | 0
9585 | [5 empty] | 0 | 0 | 0 | 0 | 0
9586 | [5 empty] | 2 | 0 | 0 | 0 | 0
9587 | [5 empty] | 0 | 0 | 0 | 0 | 0
9588 | [5 empty] | 0 | 0 | 0 | 0 | 0
9589 | [5 empty] | 0 | 0 | 0 | 0 | 0
9590 | [5 empty] | 0 | 0 | 0 | 0 | 0
9591 | [5 empty] | 0 | 0 | 0 | 1 | 0
9592 | [5 empty] | 0 | 0 | 0 | 0 | 0
9593 | [5 empty] | 0 | 0 | 0 | 0 | 0
9594 | [5 empty] | 0 | 0 | 0 | 0 | 0
9595 | [5 empty] | 0 | 0 | 0 | 0 | 0
9596 | [5 empty] | 0 | 0 | 0 | 0 | 0
9597 | [5 empty] | 0 | 0 | 0 | 0 | 0
9598 | [5 empty] | 0 | 0 | 0 | 0 | 0
9599 | [5 empty] | 0 | 0 | 0 | 0 | 0
9600 | [5 empty] | 0 | 0 | 0 | 0 | 0
9601 | [5 empty] | 0 | 0 | 0 | 0 | 0
9602 | [5 empty] | 0 | 0 | 0 | 0 | 0
9603 | [5 empty] | 0 | 0 | 0 | 0 | 0
9604 | [5 empty] | 0 | 0 | 0 | 0 | 0
9605 | [5 empty] | 0 | 0 | 0 | 0 | 0
9606 | [5 empty] | 0 | 0 | 0 | 0 | 0
9607 | [5 empty] | 0 | 0 | 0 | 0 | 0
9608 | [5 empty] | 0 | 0 | 0 | 0 | 3
9609 | [5 empty] | 0 | 0 | 0 | 0 | 2
9610 | [5 empty] | 0 | 0 | 2 | 0 | 0
9611 | [5 empty] | 0 | 0 | 0 | 0 | 0
9612 | [5 empty] | 0 | 0 | 0 | 0 | 0
9613 | [5 empty] | 0 | 0 | 0 | 0 | 0
9614 | [5 empty] | 0 | 0 | 0 | 0 | 0
9615 | [5 empty] | 0 | 0 | 0 | 0 | 0
9616 | [5 empty] | 0 | 0 | 0 | 0 | 0
9617 | [5 empty] | 0 | 0 | 0 | 1 | 0
9618 | [5 empty] | 0 | 0 | 0 | 0 | 0
9619 | [5 empty] | 0 | 0 | 0 | 0 | 1
9620 | [5 empty] | 0 | 0 | 0 | 0 | 0
9621 | [5 empty] | 0 | 0 | 0 | 0 | 1
9622 | [5 empty] | 0 | 0 | 2 | 0 | 0
9623 | [5 empty] | 0 | 0 | 2 | 0 | 0
9624 | [5 empty] | 0 | 0 | 0 | 0 | 0
9625 | [5 empty] | 0 | 0 | 0 | 0 | 0
9626 | [5 empty] | 0 | 0 | 0 | 3 | 0
9627 | [5 empty] | 0 | 0 | 0 | 3 | 0
9628 | [5 empty] | 0 | 0 | 0 | 3 | 0
9629 | [5 empty] | 0 | 0 | 0 | 3 | 0
9630 | [5 empty] | 0 | 0 | 0 | 0 | 0
9631 | [5 empty] | 0 | 0 | 0 | 0 | 0
9632 | [5 empty] | 0 | 0 | 0 | 0 | 0
9633 | [5 empty] | 0 | 0 | 0 | 0 | 0
9634 | [5 empty] | 0 | 0 | 0 | 0 | 0
9635 | [5 empty] | 0 | 0 | 0 | 0 | 0
9636 | [5 empty] | 0 | 0 | 0 | 0 | 1
9637 | [5 empty] | 0 | 0 | 0 | 0 | 0
9638 | [5 empty] | 0 | 0 | 2 | 0 | 0
9639 | [5 empty] | 0 | 0 | 0 | 0 | 0
9640 | [5 empty] | 0 | 0 | 0 | 0 | 0
9641 | [5 empty] | 0 | 0 | 0 | 0 | 0
9642 | [5 empty] | 0 | 0 | 0 | 0 | 0
9643 | [5 empty] | 0 | 0 | 0 | 0 | 0
9644 | [5 empty] | 0 | 0 | 2 | 0 | 1
9645 | [5 empty] | 0 | 0 | 0 | 0 | 0
9646 | [5 empty] | 3 | 0 | 0 | 0 | 0
9647 | [5 empty] | 2 | 0 | 0 | 0 | 0
9648 | [5 empty] | 0 | 0 | 0 | 0 | 0
9649 | [5 empty] | 0 | 0 | 0 | 0 | 0
9650 | [5 empty] | 0 | 0 | 0 | 0 | 0
9651 | [5 empty] | 0 | 0 | 0 | 0 | 0
9652 | [5 empty] | 0 | 0 | 0 | 0 | 0
9653 | [5 empty] | 0 | 0 | 0 | 0 | 1
9654 | [5 empty] | 0 | 0 | 0 | 0 | 0
9655 | [5 empty] | 0 | 0 | 0 | 0 | 0
9656 | [5 empty] | 0 | 0 | 0 | 0 | 0
9657 | [5 empty] | 0 | 0 | 0 | 0 | 0
9658 | [5 empty] | 0 | 0 | 0 | 0 | 0
9659 | [5 empty] | 0 | 0 | 0 | 0 | 0
9660 | [5 empty] | 0 | 2 | 0 | 0 | 0
9661 | [5 empty] | 0 | 0 | 0 | 0 | 0
9662 | [5 empty] | 0 | 0 | 0 | 0 | 0
9663 | [5 empty] | 0 | 0 | 0 | 0 | 0
9664 | [5 empty] | 0 | 0 | 0 | 0 | 1
9665 | [5 empty] | 0 | 0 | 0 | 0 | 0
9666 | [5 empty] | 0 | 0 | 0 | 0 | 0
9667 | [5 empty] | 0 | 0 | 0 | 4 | 0
9668 | [5 empty] | 0 | 0 | 0 | 0 | 0
9669 | [5 empty] | 0 | 0 | 0 | 0 | 0
9670 | [5 empty] | 0 | 0 | 0 | 0 | 0
9671 | [5 empty] | 0 | 0 | 0 | 0 | 0
9672 | [5 empty] | 0 | 0 | 0 | 0 | 0
9673 | [5 empty] | 0 | 2 | 0 | 0 | 0
9674 | [5 empty] | 0 | 0 | 0 | 0 | 0
9675 | [5 empty] | 0 | 0 | 3 | 0 | 0
9676 | [5 empty] | 0 | 0 | 4 | 0 | 0
9677 | [5 empty] | 0 | 0 | 0 | 0 | 0
9678 | [5 empty] | 0 | 0 | 0 | 0 | 0
9679 | [5 empty] | 0 | 0 | 0 | 0 | 1
9680 | [5 empty] | 0 | 0 | 0 | 0 | 0
9681 | [5 empty] | 0 | 0 | 0 | 0 | 0
9682 | [5 empty] | 0 | 0 | 0 | 0 | 0
9683 | [5 empty] | 0 | 0 | 0 | 0 | 0
9684 | [5 empty] | 0 | 0 | 0 | 0 | 0
9685 | [5 empty] | 0 | 0 | 0 | 0 | 0
9686 | [5 empty] | 0 | 0 | 0 | 0 | 0
9687 | [5 empty] | 0 | 0 | 0 | 0 | 0
9688 | [5 empty] | 0 | 0 | 0 | 0 | 0
9689 | [5 empty] | 0 | 4 | 0 | 0 | 0
9690 | [5 empty] | 0 | 0 | 0 | 0 | 0
9691 | [5 empty] | 0 | 0 | 0 | 0 | 0
9692 | [5 empty] | 0 | 0 | 0 | 0 | 0
9693 | [5 empty] | 0 | 0 | 0 | 0 | 0
9694 | [5 empty] | 0 | 0 | 0 | 0 | 0
9695 | [5 empty] | 0 | 0 | 0 | 0 | 0
9696 | [5 empty] | 0 | 0 | 0 | 0 | 0
9697 | [5 empty] | 0 | 0 | 0 | 0 | 0
9698 | [5 empty] | 0 | 0 | 0 | 0 | 0
9699 | [5 empty] | 0 | 0 | 0 | 0 | 0
9700 | [5 empty] | 0 | 0 | 0 | 0 | 0
9701 | [5 empty] | 0 | 0 | 0 | 0 | 0
9702 | [5 empty] | 0 | 2 | 0 | 0 | 0
9703 | [5 empty] | 0 | 0 | 0 | 0 | 0
9704 | [5 empty] | 0 | 0 | 0 | 0 | 0
9705 | [5 empty] | 0 | 0 | 0 | 0 | 0
9706 | [5 empty] | 0 | 0 | 0 | 0 | 0
9707 | [5 empty] | 0 | 0 | 0 | 0 | 0
9708 | [5 empty] | 0 | 0 | 0 | 0 | 0
9709 | [5 empty] | 0 | 0 | 0 | 0 | 0
9710 | [5 empty] | 0 | 0 | 0 | 0 | 0
9711 | [5 empty] | 0 | 0 | 0 | 0 | 0
9712 | [5 empty] | 0 | 0 | 0 | 0 | 0
9713 | [5 empty] | 0 | 0 | 0 | 0 | 0
9714 | [5 empty] | 0 | 0 | 2 | 0 | 0
9715 | [5 empty] | 0 | 0 | 0 | 0 | 0
9716 | [5 empty] | 0 | 0 | 0 | 0 | 0
9717 | [5 empty] | 0 | 0 | 0 | 0 | 0
9718 | [5 empty] | 0 | 0 | 0 | 0 | 0
9719 | [5 empty] | 0 | 0 | 0 | 0 | 0
9720 | [5 empty] | 0 | 0 | 0 | 0 | 0
9721 | [5 empty] | 0 | 0 | 0 | 0 | 0
9722 | [5 empty] | 0 | 0 | 0 | 0 | 0
9723 | [5 empty] | 0 | 0 | 0 | 0 | 0
9724 | [5 empty] | 0 | 0 | 0 | 0 | 0
9725 | [5 empty] | 0 | 0 | 0 | 0 | 1
9726 | [5 empty] | 0 | 0 | 0 | 0 | 0
9727 | [5 empty] | 0 | 0 | 0 | 0 | 0
9728 | [5 empty] | 0 | 0 | 0 | 0 | 0
9729 | [5 empty] | 0 | 0 | 0 | 0 | 0
9730 | [5 empty] | 0 | 0 | 0 | 0 | 0
9731 | [5 empty] | 0 | 0 | 0 | 0 | 0
9732 | [5 empty] | 0 | 0 | 0 | 0 | 0
9733 | [5 empty] | 0 | 0 | 0 | 0 | 0
9734 | [5 empty] | 0 | 0 | 0 | 0 | 0
9735 | [5 empty] | 0 | 2 | 0 | 0 | 0
9736 | [5 empty] | 0 | 0 | 0 | 0 | 0
9737 | [5 empty] | 0 | 0 | 0 | 0 | 0
9738 | [5 empty] | 0 | 0 | 0 | 0 | 0
9739 | [5 empty] | 0 | 0 | 0 | 0 | 0
9740 | [5 empty] | 0 | 0 | 0 | 0 | 0
9741 | [5 empty] | 0 | 0 | 0 | 0 | 0
9742 | [5 empty] | 0 | 0 | 0 | 0 | 0
9743 | [5 empty] | 0 | 0 | 0 | 0 | 0
9744 | [5 empty] | 0 | 0 | 0 | 0 | 0
9745 | [5 empty] | 0 | 0 | 0 | 0 | 0
9746 | [5 empty] | 0 | 0 | 0 | 0 | 0
9747 | [5 empty] | 0 | 0 | 0 | 0 | 0
9748 | [5 empty] | 0 | 0 | 0 | 0 | 0
9749 | [5 empty] | 0 | 0 | 0 | 0 | 0
9750 | [5 empty] | 0 | 0 | 0 | 0 | 0
9751 | [5 empty] | 0 | 0 | 0 | 0 | 0
9752 | [5 empty] | 0 | 0 | 0 | 0 | 0
9753 | [5 empty] | 0 | 0 | 0 | 0 | 0
9754 | [5 empty] | 0 | 0 | 0 | 0 | 0
9755 | [5 empty] | 0 | 0 | 0 | 0 | 0
9756 | [5 empty] | 0 | 0 | 0 | 0 | 0
9757 | [5 empty] | 0 | 0 | 0 | 0 | 0
9758 | [5 empty] | 0 | 0 | 0 | 0 | 0
9759 | [5 empty] | 0 | 0 | 0 | 0 | 0
9760 | [5 empty] | 0 | 0 | 0 | 0 | 0
9761 | [5 empty] | 0 | 0 | 0 | 0 | 0
9762 | [5 empty] | 0 | 0 | 0 | 0 | 0
9763 | [5 empty] | 0 | 0 | 0 | 0 | 0
9764 | [5 empty] | 0 | 0 | 0 | 0 | 0
9765 | [5 empty] | 0 | 0 | 0 | 0 | 0
9766 | [5 empty] | 0 | 0 | 0 | 0 | 0
9767 | [5 empty] | 0 | 0 | 0 | 0 | 0
9768 | [5 empty] | 0 | 0 | 0 | 0 | 0
9769 | [5 empty] | 0 | 0 | 0 | 0 | 0
9770 | [5 empty] | 0 | 0 | 0 | 0 | 0
9771 | [5 empty] | 0 | 0 | 0 | 0 | 0
9772 | [5 empty] | 0 | 0 | 0 | 0 | 0
9773 | [5 empty] | 0 | 0 | 0 | 0 | 0
9774 | [5 empty] | 0 | 0 | 0 | 0 | 0
9775 | [5 empty] | 0 | 0 | 0 | 0 | 0
9776 | [5 empty] | 0 | 0 | 0 | 0 | 0
9777 | [5 empty] | 0 | 0 | 0 | 0 | 0
9778 | [5 empty] | 0 | 0 | 0 | 0 | 0
9779 | [5 empty] | 0 | 0 | 0 | 0 | 0
9780 | [5 empty] | 0 | 0 | 0 | 0 | 0
9781 | [5 empty] | 0 | 0 | 0 | 0 | 0
9782 | [5 empty] | 0 | 0 | 0 | 0 | 3
9783 | [5 empty] | 0 | 0 | 0 | 0 | 3
9784 | [5 empty] | 0 | 0 | 0 | 0 | 3
9785 | [5 empty] | 0 | 0 | 0 | 0 | 3
9786 | [5 empty] | 0 | 0 | 0 | 0 | 3
9787 | [5 empty] | 0 | 0 | 0 | 0 | 3
9788 | [5 empty] | 0 | 0 | 0 | 0 | 3
9789 | [5 empty] | 0 | 0 | 0 | 0 | 2
9790 | [5 empty] | 0 | 0 | 0 | 0 | 0
9791 | [5 empty] | 0 | 0 | 0 | 0 | 0
9792 | [5 empty] | 0 | 0 | 0 | 0 | 0
9793 | [5 empty] | 0 | 0 | 0 | 0 | 0
9794 | [5 empty] | 0 | 0 | 0 | 0 | 0
9795 | [5 empty] | 0 | 0 | 0 | 0 | 0
9796 | [5 empty] | 0 | 0 | 0 | 0 | 0
9797 | [5 empty] | 0 | 0 | 0 | 0 | 0
9798 | [5 empty] | 0 | 0 | 0 | 0 | 0
9799 | [5 empty] | 0 | 0 | 0 | 0 | 0
9800 | [5 empty] | 0 | 0 | 0 | 0 | 0
9801 | [5 empty] | 0 | 0 | 0 | 0 | 0
9802 | [5 empty] | 0 | 0 | 0 | 0 | 0
9803 | [5 empty] | 0 | 0 | 0 | 0 | 0
9804 | [5 empty] | 0 | 0 | 0 | 0 | 0
9805 | [5 empty] | 0 | 0 | 0 | 0 | 0
9806 | [5 empty] | 0 | 0 | 0 | 0 | 0
9807 | [5 empty] | 0 | 0 | 0 | 0 | 0
9808 | [5 empty] | 0 | 0 | 0 | 0 | 0
9809 | [5 empty] | 0 | 0 | 0 | 0 | 0
9810 | [5 empty] | 0 | 0 | 0 | 0 | 0
9811 | [5 empty] | 0 | 0 | 0 | 0 | 0
9812 | [5 empty] | 0 | 0 | 0 | 0 | 0
9813 | [5 empty] | 0 | 0 | 0 | 0 | 0
9814 | [5 empty] | 0 | 0 | 0 | 0 | 0
9815 | [5 empty] | 0 | 0 | 0 | 0 | 0
9816 | [5 empty] | 0 | 0 | 0 | 0 | 0
9817 | [5 empty] | 0 | 0 | 0 | 0 | 0
9818 | [5 empty] | 0 | 0 | 0 | 0 | 0
9819 | [5 empty] | 0 | 0 | 0 | 0 | 0
9820 | [5 empty] | 0 | 0 | 0 | 0 | 0
9821 | [5 empty] | 0 | 0 | 0 | 0 | 0
9822 | [5 empty] | 0 | 0 | 0 | 0 | 0
9823 | [5 empty] | 0 | 0 | 0 | 0 | 0
9824 | [5 empty] | 0 | 0 | 0 | 0 | 0
9825 | [5 empty] | 0 | 0 | 0 | 0 | 0
9826 | [5 empty] | 0 | 0 | 0 | 0 | 0
9827 | [5 empty] | 0 | 0 | 0 | 0 | 0
9828 | [5 empty] | 0 | 0 | 0 | 0 | 0
9829 | [5 empty] | 0 | 0 | 0 | 0 | 0
9830 | [5 empty] | 0 | 0 | 0 | 0 | 0
9831 | [5 empty] | 0 | 0 | 0 | 0 | 0
9832 | [5 empty] | 0 | 0 | 0 | 0 | 0
9833 | [5 empty] | 0 | 0 | 0 | 0 | 0
9834 | [5 empty] | 0 | 0 | 0 | 0 | 0
9835 | [5 empty] | 0 | 0 | 0 | 0 | 0
9836 | [5 empty] | 0 | 0 | 0 | 0 | 0
9837 | [5 empty] | 0 | 0 | 0 | 0 | 0
9838 | [5 empty] | 0 | 0 | 0 | 0 | 0
9839 | [5 empty] | 0 | 0 | 0 | 0 | 0
9840 | [5 empty] | 0 | 0 | 0 | 0 | 0
9841 | [5 empty] | 0 | 0 | 0 | 0 | 0
9842 | [5 empty] | 0 | 0 | 0 | 0 | 0
9843 | [5 empty] | 0 | 0 | 0 | 0 | 0
9844 | [5 empty] | 0 | 0 | 0 | 0 | 0
9845 | [5 empty] | 0 | 0 | 0 | 0 | 0
9846 | [5 empty] | 0 | 0 | 0 | 0 | 0
9847 | [5 empty] | 0 | 0 | 0 | 0 | 0
9848 | [5 empty] | 0 | 0 | 0 | 0 | 0
9849 | [5 empty] | 0 | 0 | 0 | 0 | 0
9850 | [5 empty] | 0 | 0 | 0 | 0 | 0
9851 | [5 empty] | 0 | 0 | 0 | 0 | 0
9852 | [5 empty] | 0 | 0 | 0 | 0 | 0
9853 | [5 empty] | 0 | 0 | 0 | 0 | 0
9854 | [5 empty] | 0 | 0 | 0 | 0 | 0
9855 | [5 empty] | 0 | 0 | 0 | 0 | 0
9856 | [5 empty] | 0 | 0 | 0 | 0 | 0
9857 | [5 empty] | 0 | 0 | 0 | 0 | 0
9858 | [5 empty] | 0 | 0 | 0 | 0 | 0
9859 | [5 empty] | 0 | 0 | 0 | 0 | 0
9860 | [5 empty] | 0 | 0 | 0 | 0 | 0
9861 | [5 empty] | 0 | 0 | 0 | 0 | 0
9862 | [5 empty] | 0 | 0 | 0 | 0 | 0
9863 | [5 empty] | 0 | 0 | 0 | 0 | 0
9864 | [5 empty] | 0 | 0 | 0 | 0 | 0
9865 | [5 empty] | 0 | 0 | 0 | 0 | 0
9866 | [5 empty] | 0 | 0 | 0 | 0 | 0
9867 | [5 empty] | 0 | 0 | 0 | 0 | 0
9868 | [5 empty] | 0 | 0 | 0 | 0 | 0
9869 | [5 empty] | 0 | 0 | 0 | 0 | 0
9870 | [5 empty] | 0 | 0 | 0 | 0 | 0
9871 | [5 empty] | 0 | 0 | 0 | 0 | 0
9872 | [5 empty] | 0 | 0 | 0 | 0 | 0
9873 | [5 empty] | 0 | 0 | 0 | 0 | 0
9874 | [5 empty] | 0 | 0 | 0 | 0 | 0
9875 | [5 empty] | 0 | 0 | 0 | 0 | 0
9876 | [5 empty] | 0 | 0 | 0 | 0 | 0
9877 | [5 empty] | 0 | 0 | 0 | 0 | 0
9878 | [5 empty] | 0 | 0 | 0 | 0 | 0
9879 | [5 empty] | 0 | 0 | 0 | 0 | 0
9880 | [5 empty] | 0 | 0 | 0 | 0 | 0
9881 | [5 empty] | 0 | 0 | 0 | 0 | 0
9882 | [5 empty] | 0 | 0 | 0 | 0 | 0
9883 | [5 empty] | 0 | 0 | 0 | 0 | 0
9884 | [5 empty] | 0 | 0 | 0 | 0 | 0
9885 | [5 empty] | 0 | 0 | 0 | 0 | 0
9886 | [5 empty] | 0 | 0 | 0 | 0 | 0
9887 | [5 empty] | 0 | 0 | 0 | 0 | 0
9888 | [5 empty] | 0 | 0 | 0 | 0 | 0
9889 | [5 empty] | 0 | 0 | 0 | 0 | 0
9890 | [5 empty] | 0 | 0 | 0 | 0 | 0
9891 | [5 empty] | 0 | 0 | 0 | 0 | 0
9892 | [5 empty] | 0 | 0 | 0 | 0 | 0
9893 | [5 empty] | 0 | 0 | 0 | 0 | 0
9894 | [5 empty] | 0 | 0 | 0 | 0 | 0
9895 | [5 empty] | 0 | 0 | 0 | 0 | 0
9896 | [5 empty] | 0 | 0 | 0 | 0 | 0
9897 | [5 empty] | 0 | 0 | 0 | 0 | 0
9898 | [5 empty] | 0 | 0 | 0 | 0 | 0
9899 | [5 empty] | 0 | 0 | 0 | 0 | 0
9900 | [5 empty] | 0 | 0 | 0 | 0 | 0
9901 | [5 empty] | 0 | 0 | 0 | 0 | 0
9902 | [5 empty] | 0 | 0 | 0 | 0 | 0
9903 | [5 empty] | 0 | 0 | 0 | 0 | 0
9904 | [5 empty] | 0 | 0 | 0 | 0 | 0
9905 | [5 empty] | 0 | 0 | 0 | 0 | 0
9906 | [5 empty] | 0 | 0 | 0 | 0 | 0
9907 | [5 empty] | 0 | 0 | 0 | 0 | 0
9908 | [5 empty] | 0 | 0 | 0 | 0 | 0
9909 | [5 empty] | 0 | 0 | 0 | 0 | 0
9910 | [5 empty] | 0 | 0 | 0 | 0 | 0
9911 | [5 empty] | 0 | 0 | 0 | 0 | 0
9912 | [5 empty] | 0 | 0 | 0 | 0 | 0
9913 | [5 empty] | 0 | 0 | 0 | 0 | 0
9914 | [5 empty] | 0 | 0 | 0 | 0 | 0
9915 | [5 empty] | 0 | 0 | 0 | 0 | 0
9916 | [5 empty] | 0 | 0 | 0 | 0 | 0
9917 | [5 empty] | 0 | 0 | 0 | 0 | 0
9918 | [5 empty] | 0 | 0 | 0 | 0 | 0
9919 | [5 empty] | 0 | 0 | 0 | 0 | 0
9920 | [5 empty] | 0 | 0 | 0 | 0 | 0
9921 | [5 empty] | 0 | 0 | 0 | 0 | 0
9922 | [5 empty] | 0 | 0 | 0 | 0 | 0
9923 | [5 empty] | 0 | 0 | 0 | 0 | 0
9924 | [5 empty] | 0 | 0 | 0 | 0 | 0
9925 | [5 empty] | 0 | 0 | 0 | 0 | 0
9926 | [5 empty] | 0 | 0 | 0 | 0 | 0
9927 | [5 empty] | 0 | 0 | 0 | 0 | 0
9928 | [5 empty] | 0 | 0 | 0 | 0 | 0
9929 | [5 empty] | 0 | 0 | 0 | 0 | 0
9930 | [5 empty] | 0 | 0 | 0 | 0 | 0
9931 | [5 empty] | 0 | 0 | 0 | 0 | 0
9932 | [5 empty] | 0 | 0 | 0 | 0 | 0
9933 | [5 empty] | 0 | 0 | 0 | 0 | 0
9934 | [5 empty] | 0 | 0 | 0 | 0 | 0
9935 | [5 empty] | 0 | 0 | 0 | 0 | 0
9936 | [5 empty] | 0 | 0 | 0 | 0 | 0
9937 | [5 empty] | 0 | 0 | 0 | 0 | 0
9938 | [5 empty] | 0 | 0 | 0 | 0 | 0
9939 | [5 empty] | 0 | 0 | 0 | 0 | 0
9940 | [5 empty] | 0 | 0 | 0 | 0 | 0
9941 | [5 empty] | 0 | 0 | 0 | 0 | 0
9942 | [5 empty] | 0 | 0 | 0 | 0 | 0
9943 | [5 empty] | 0 | 0 | 0 | 0 | 0
9944 | [5 empty] | 0 | 0 | 0 | 0 | 0
9945 | [5 empty] | 0 | 0 | 0 | 0 | 0
9946 | [5 empty] | 0 | 0 | 0 | 0 | 0
9947 | [5 empty] | 0 | 0 | 0 | 0 | 0
9948 | [5 empty] | 0 | 0 | 0 | 0 | 0
9949 | [5 empty] | 0 | 0 | 0 | 0 | 0
9950 | [5 empty] | 0 | 0 | 0 | 0 | 0
9951 | [5 empty] | 0 | 0 | 0 | 0 | 0
9952 | [5 empty] | 0 | 0 | 0 | 0 | 0
9953 | [5 empty] | 0 | 0 | 0 | 0 | 0
9954 | [5 empty] | 0 | 0 | 0 | 0 | 0
9955 | [5 empty] | 0 | 0 | 0 | 0 | 0
9956 | [5 empty] | 0 | 0 | 0 | 0 | 0
9957 | [5 empty] | 0 | 0 | 0 | 0 | 0
9958 | [5 empty] | 0 | 0 | 0 | 0 | 0
9959 | [5 empty] | 0 | 0 | 0 | 0 | 0
9960 | [5 empty] | 0 | 0 | 0 | 0 | 0
9961 | [5 empty] | 0 | 0 | 0 | 0 | 0
9962 | [5 empty] | 0 | 0 | 0 | 0 | 0
9963 | [5 empty] | 0 | 0 | 0 | 0 | 0
9964 | [5 empty] | 0 | 0 | 0 | 0 | 0
9965 | [5 empty] | 0 | 0 | 0 | 0 | 0
9966 | [5 empty] | 0 | 0 | 0 | 0 | 0
9967 | [5 empty] | 0 | 0 | 0 | 0 | 0
9968 | [5 empty] | 0 | 0 | 0 | 0 | 0
9969 | [5 empty] | 0 | 0 | 0 | 0 | 0
9970 | [5 empty] | 0 | 0 | 0 | 0 | 0
9971 | [5 empty] | 0 | 0 | 0 | 0 | 0
9972 | [5 empty] | 0 | 0 | 0 | 0 | 0
9973 | [5 empty] | 0 | 0 | 0 | 0 | 0
9974 | [5 empty] | 0 | 0 | 0 | 0 | 0
9975 | [5 empty] | 0 | 0 | 0 | 0 | 0
9976 | [5 empty] | 0 | 0 | 0 | 0 | 0
9977 | [5 empty] | 0 | 0 | 0 | 0 | 0
9978 | [5 empty] | 0 | 0 | 0 | 0 | 0
9979 | [5 empty] | 0 | 0 | 0 | 0 | 0
9980 | [5 empty] | 0 | 0 | 0 | 0 | 0
9981 | [5 empty] | 0 | 0 | 0 | 0 | 0
9982 | [5 empty] | 0 | 0 | 0 | 0 | 0
9983 | [5 empty] | 0 | 0 | 0 | 0 | 0
9984 | [5 empty] | 0 | 0 | 0 | 0 | 0
9985 | [5 empty] | 0 | 0 | 0 | 0 | 0
9986 | [5 empty] | 0 | 0 | 0 | 0 | 0
9987 | [5 empty] | 0 | 0 | 0 | 0 | 0
9988 | [5 empty] | 0 | 0 | 0 | 0 | 0
9989 | [5 empty] | 0 | 0 | 0 | 0 | 0
9990 | [5 empty] | 0 | 0 | 0 | 0 | 0
9991 | [5 empty] | 0 | 0 | 0 | 0 | 0
9992 | [5 empty] | 0 | 0 | 0 | 0 | 0
9993 | [5 empty] | 0 | 0 | 0 | 0 | 0
9994 | [5 empty] | 0 | 0 | 0 | 0 | 0
9995 | [5 empty] | 0 | 0 | 0 | 0 | 0
9996 | [5 empty] | 0 | 0 | 0 | 0 | 0
9997 | [5 empty] | 0 | 0 | 0 | 0 | 0
9998 | [5 empty] | 0 | 0 | 0 | 0 | 0
9999 | [5 empty] | 0 | 0 | 0 | 0 | 0
10000 | [5 empty] | 0 | 0 | 0 | 0 | 0
10001 | [5 empty] | 0 | 0 | 0 | 0 | 0
10002 | [5 empty] | 0 | 0 | 0 | 0 | 0
10003 | [5 empty] | 0 | 0 | 0 | 0 | 0
10004 | [5 empty] | 0 | 0 | 0 | 0 | 0
10005 | [5 empty] | 0 | 0 | 0 | 0 | 0
10006 | [5 empty] | 0 | 0 | 0 | 0 | 0
10007 | [5 empty] | 0 | 0 | 0 | 0 | 0
10008 | [5 empty] | 0 | 0 | 0 | 0 | 0
10009 | [5 empty] | 0 | 0 | 0 | 0 | 0
10010 | [5 empty] | 0 | 0 | 0 | 0 | 0
10011 | [5 empty] | 0 | 0 | 0 | 0 | 0
10012 | [5 empty] | 0 | 0 | 0 | 0 | 0
10013 | [5 empty] | 0 | 0 | 0 | 0 | 0
10014 | [5 empty] | 0 | 0 | 0 | 0 | 0
10015 | [5 empty] | 0 | 0 | 0 | 0 | 0
10016 | [5 empty] | 0 | 0 | 0 | 0 | 0
10017 | [5 empty] | 0 | 0 | 0 | 0 | 0
10018 | [5 empty] | 0 | 0 | 0 | 0 | 0
10019 | [5 empty] | 0 | 0 | 0 | 0 | 0
10020 | [5 empty] | 0 | 0 | 0 | 0 | 0
10021 | [5 empty] | 0 | 0 | 0 | 0 | 0
10022 | [5 empty] | 0 | 0 | 0 | 0 | 0
10023 | [5 empty] | 0 | 0 | 0 | 0 | 0
10024 | [5 empty] | 0 | 0 | 0 | 0 | 0
10025 | [5 empty] | 0 | 0 | 0 | 0 | 0
10026 | [5 empty] | 0 | 0 | 0 | 0 | 0
10027 | [5 empty] | 0 | 0 | 0 | 0 | 0
10028 | [5 empty] | 0 | 0 | 0 | 0 | 0
10029 | [5 empty] | 0 | 0 | 0 | 0 | 0
10030 | [5 empty] | 0 | 0 | 0 | 0 | 0
10031 | [5 empty] | 0 | 0 | 0 | 0 | 0
10032 | [5 empty] | 0 | 0 | 0 | 0 | 0
10033 | [5 empty] | 0 | 0 | 0 | 0 | 0
10034 | [5 empty] | 0 | 0 | 0 | 0 | 0
10035 | [5 empty] | 0 | 0 | 0 | 0 | 0
10036 | [5 empty] | 0 | 0 | 0 | 0 | 0
10037 | [5 empty] | 0 | 0 | 0 | 0 | 0
10038 | [5 empty] | 0 | 0 | 0 | 0 | 0
10039 | [5 empty] | 0 | 0 | 0 | 0 | 0
10040 | [5 empty] | 0 | 0 | 0 | 0 | 0
10041 | [5 empty] | 0 | 0 | 0 | 0 | 0
10042 | [5 empty] | 0 | 0 | 0 | 0 | 0
10043 | [5 empty] | 0 | 0 | 0 | 0 | 0
10044 | [5 empty] | 0 | 0 | 0 | 0 | 0
10045 | [5 empty] | 0 | 0 | 0 | 0 | 0
10046 | [5 empty] | 0 | 0 | 0 | 0 | 0
10047 | [5 empty] | 0 | 0 | 0 | 0 | 0
10048 | [5 empty] | 0 | 0 | 0 | 0 | 0
10049 | [5 empty] | 0 | 0 | 0 | 0 | 0
10050 | [5 empty] | 0 | 0 | 0 | 0 | 0
10051 | [5 empty] | 0 | 0 | 0 | 0 | 0
10052 | [5 empty] | 0 | 0 | 0 | 0 | 0
10053 | [5 empty] | 0 | 0 | 0 | 0 | 0
10054 | [5 empty] | 0 | 0 | 0 | 0 | 0
10055 | [5 empty] | 0 | 0 | 0 | 0 | 0
10056 | [5 empty] | 0 | 0 | 0 | 0 | 0
10057 | [5 empty] | 0 | 0 | 0 | 0 | 0
10058 | [5 empty] | 0 | 0 | 0 | 0 | 0
10059 | [5 empty] | 0 | 0 | 0 | 0 | 0
10060 | [5 empty] | 0 | 0 | 0 | 0 | 0
10061 | [5 empty] | 0 | 0 | 0 | 0 | 0
10062 | [5 empty] | 0 | 0 | 0 | 0 | 0
10063 | [5 empty] | 0 | 0 | 0 | 0 | 0
10064 | [5 empty] | 0 | 0 | 0 | 0 | 0
10065 | [5 empty] | 0 | 0 | 0 | 0 | 0
10066 | [5 empty] | 0 | 0 | 0 | 0 | 0
10067 | [5 empty] | 0 | 0 | 0 | 0 | 0
10068 | [5 empty] | 0 | 0 | 0 | 0 | 0
10069 | [5 empty] | 0 | 0 | 0 | 0 | 0
10070 | [5 empty] | 0 | 0 | 0 | 0 | 0
10071 | [5 empty] | 0 | 0 | 0 | 0 | 0
10072 | [5 empty] | 0 | 0 | 0 | 0 | 0
10073 | [5 empty] | 0 | 0 | 0 | 0 | 0
10074 | [5 empty] | 0 | 0 | 0 | 0 | 0
10075 | [5 empty] | 0 | 0 | 0 | 0 | 0
10076 | [5 empty] | 0 | 0 | 0 | 0 | 0
10077 | [5 empty] | 0 | 0 | 0 | 0 | 0
10078 | [5 empty] | 0 | 0 | 0 | 0 | 0
10079 | [5 empty] | 0 | 0 | 0 | 0 | 0
10080 | [5 empty] | 0 | 0 | 0 | 0 | 0

## U.S. States pop
https://en.wikipedia.org/wiki/List_of_U.S._states_and_territories_by_population
State or territory | Population estimate, July 1, 2015
California | 39144818
Texas | 27469114
Florida | 20271272
New York | 19795791
Illinois | 12859995
Pennsylvania | 12802503
Ohio | 11613423
Georgia | 10214860
North Carolina | 10042802
Michigan | 9922576
New Jersey | 8958013
Virginia | 8382993
Washington | 7170351
Arizona | 6828065
Massachusetts | 6794422
Indiana | 6619680
Tennessee | 6600299
Missouri | 6083672
Maryland | 6006401
Wisconsin | 5771337 |  | X
Minnesota | 5489594 | X | X | X
Colorado | 5456574
South Carolina | 4896146
Alabama | 4858979
Louisiana | 4670724
Kentucky | 4425092
Oregon | 4028977
Oklahoma | 3911338
Connecticut | 3590886
Puerto Rico | 3474182
Iowa | 3123899
Utah | 2995919
Mississippi | 2992333
Arkansas | 2978204
Kansas | 2911641
Nevada | 2890845
New Mexico | 2085109
Nebraska | 1896190
West Virginia | 1844128
Idaho | 1654930
Hawaii | 1431603
New Hampshire | 1330608
Maine | 1329328
Rhode Island | 1056298
Montana | 1032949
Delaware | 945934
South Dakota | 858469 | X | X
North Dakota | 756927 | X | X | X
Alaska | 738432 | X | X | X
District of Columbia | 672228
Vermont | 626042
Wyoming | 586107
Guam | 161785
U.S. Virgin Islands | 103574
American Samoa | 54343
Northern Mariana Islands | 52344
The fifty states | 320746592
Fifty states + D.C. | 321418820 | 7843422 | 13614759 | 6984953
|  | 2.44% | 4.236% | 2.173%
|  | 97.56% | 95.76% | 97.83%